## 1. Overview
TR2 — Where does the PV energy go?
Prosumers vs. pure customers — every kWh traced from the raw model inputs
Purpose
This workbook accounts for every kWh of PV generated on transformer TR2 over one representative day, and it is fully auditable: nothing is hand-typed except the raw model outputs. Follow the data chain below — each step is a live formula, so changing any raw number updates everything.
The data chain (how each number is built)
Sheet 3 · Raw PV per load | The PV profile of every connection, 48 half-hours. Copied verbatim from TR2_load_PV_48periods.xlsx (sheet PV_generation_kW). Customers = 0.
Sheet 4 · Raw load per load | The load profile of every connection, 48 half-hours, tagged prosumer / customer. Copied from TR2_load_PV_48periods.xlsx (sheet Load_P_kW).
Sheet 5 · Raw batt charge | Charging power of every battery, 48 half-hours. Copied from the rolling dispatch TR2_analysis_data.xlsx (sheet Charge_kW).
Sheet 6 · Raw batt discharge | Discharging power of every battery. Copied from the same run (Discharge_kW).
Sheet 7 · PV allocation | Per half-hour: the five blue inputs are AGGREGATED from sheets 3–6 by SUM / SUMIF; the amber columns then split the PV by the priority rule.
Sheets 1 & 8 · Results | Daily totals (Σ×0.5 h) and shares. Every headline cell links to sheet 7.
The aggregation formulas (sheet 7, per half-hour)
PV (all)
prosumer load
customer load
battery charge
battery discharge
Headline results (all linked live to sheet 7)
Quantity | Value | Unit
Prosumers (PV + battery) | 95 | connections
Pure customers (load only) | 82 | connections
PV generated |  | kWh/day
PV → prosumers' own load (direct) |  | kWh/day
PV → battery storage |  | kWh/day
PV → customers |  | kWh/day
PV → export to grid |  | kWh/day
PV share reaching customers |  | % of PV
Customer load covered by PV |  | % of customer load
Customer load covered by grid |  | % of customer load
Colour key & provenance
• LIGHT-BLUE cell = data belonging to a prosumer (its rooftop PV, load, or battery). WHITE = a pure customer (load only). On sheet 7: VIOLET = value aggregated live from the raw sheets (SUM/SUMIF); AMBER = allocation formula; GREEN = daily total (Σ × 0.5 h).
• Per-load PV & load profiles: results/tables/TR2_load_PV_48periods.xlsx (built from OpData.xls).
• Per-battery charge/discharge: TR2_analysis/01_DAILY_ROLLING_DISPATCH/TR2_analysis_data.xlsx (exact-QCP rolling dispatch, RunFOR_Rolling, CPLEX).
• Load classification (PV size > 0 = prosumer): sheet 'Customers' of the load/PV workbook.
• Method note: priority energy allocation per half-hour; downstream network + battery round-trip losses (~3–4% of PV) are not separated out in the per-period disposition.

## 2. Load classification
TR2 load classification — 177 connections
95 prosumers (PV + battery) · 82 pure customers (load only)
ID | Load name | Bus | Phase | PV size (kW) | Type
133 | Load_TR2_F3_1 | TR2_three64 | 1 | 0 | customer
134 | Load_TR2_F3_10 | TR2_three193 | 1 | 0 | customer
135 | Load_TR2_F3_11 | TR2_three204 | 2 | 0 | customer
136 | Load_TR2_F3_12 | TR2_three210 | 2 | 0 | customer
137 | Load_TR2_F3_13 | TR2_three232 | 3 | 0 | customer
138 | Load_TR2_F3_14 | TR2_three233 | 1 | 0 | customer
139 | Load_TR2_F3_15 | TR2_three248 | 3 | 0 | customer
140 | Load_TR2_F3_16 | TR2_three252 | 2 | 0 | customer
141 | Load_TR2_F3_17 | TR2_three253 | 3 | 0 | customer
142 | Load_TR2_F3_18 | TR2_three260 | 3 | 0 | customer
143 | Load_TR2_F3_19 | TR2_three284 | 2 | 0 | customer
144 | Load_TR2_F3_2 | TR2_three66 | 3 | 0 | customer
149 | Load_TR2_F3_24 | TR2_three395 | 2 | 0 | customer
152 | Load_TR2_F3_3 | TR2_three76 | 1 | 0 | customer
153 | Load_TR2_F3_4 | TR2_three81 | 1 | 0 | customer
154 | Load_TR2_F3_5 | TR2_three90 | 3 | 0 | customer
156 | Load_TR2_F3_7 | TR2_three126 | 2 | 0 | customer
163 | Load_TR2_F5_13 | TR2_five168 | 1 | 0 | customer
166 | Load_TR2_F5_16 | TR2_five186 | 3 | 0 | customer
167 | Load_TR2_F5_17 | TR2_five194 | 3 | 0 | customer
168 | Load_TR2_F5_18 | TR2_five199 | 3 | 0 | customer
169 | Load_TR2_F5_19 | TR2_five220 | 3 | 0 | customer
171 | Load_TR2_F5_20 | TR2_five223 | 1 | 0 | customer
172 | Load_TR2_F5_21 | TR2_five242 | 1 | 0 | customer
177 | Load_TR2_F5_26 | TR2_five309 | 3 | 0 | customer
179 | Load_TR2_F5_28 | TR2_five345 | 1 | 0 | customer
181 | Load_TR2_F5_3 | TR2_five78 | 1 | 0 | customer
183 | Load_TR2_F5_31 | TR2_five421 | 1 | 0 | customer
184 | Load_TR2_F5_32 | TR2_five445 | 3 | 0 | customer
186 | Load_TR2_F5_34 | TR2_five457 | 2 | 0 | customer
188 | Load_TR2_F5_36 | TR2_five472 | 1 | 0 | customer
189 | Load_TR2_F5_37 | TR2_five488 | 2 | 0 | customer
191 | Load_TR2_F5_39 | TR2_five499 | 2 | 0 | customer
192 | Load_TR2_F5_4 | TR2_five92 | 1 | 0 | customer
194 | Load_TR2_F5_41 | TR2_five513 | 2 | 0 | customer
196 | Load_TR2_F5_43 | TR2_five537 | 3 | 0 | customer
198 | Load_TR2_F5_45 | TR2_five545 | 2 | 0 | customer
199 | Load_TR2_F5_46 | TR2_five551 | 3 | 0 | customer
200 | Load_TR2_F5_47 | TR2_five585 | 1 | 0 | customer
202 | Load_TR2_F5_49 | TR2_five631 | 2 | 0 | customer
203 | Load_TR2_F5_5 | TR2_five108 | 2 | 0 | customer
206 | Load_TR2_F5_52 | TR2_five670 | 3 | 0 | customer
210 | Load_TR2_F5_56 | TR2_five719 | 1 | 0 | customer
212 | Load_TR2_F5_58 | TR2_five735 | 1 | 0 | customer
213 | Load_TR2_F5_59 | TR2_five748 | 2 | 0 | customer
215 | Load_TR2_F5_60 | TR2_five750 | 2 | 0 | customer
217 | Load_TR2_F5_62 | TR2_five793 | 1 | 0 | customer
220 | Load_TR2_F5_65 | TR2_five809 | 2 | 0 | customer
223 | Load_TR2_F5_68 | TR2_five905 | 2 | 0 | customer
225 | Load_TR2_F5_8 | TR2_five123 | 2 | 0 | customer
226 | Load_TR2_F5_9 | TR2_five129 | 3 | 0 | customer
238 | Load_TR2_F6_2 | TR2_six68 | 3 | 0 | customer
249 | Load_TR2_F6_3 | TR2_six75 | 1 | 0 | customer
255 | Load_TR2_F6_35 | TR2_six441 | 1 | 0 | customer
257 | Load_TR2_F6_37 | TR2_six501 | 1 | 0 | customer
260 | Load_TR2_F6_4 | TR2_six82 | 1 | 0 | customer
262 | Load_TR2_F6_41 | TR2_six534 | 2 | 0 | customer
265 | Load_TR2_F6_44 | TR2_six591 | 3 | 0 | customer
266 | Load_TR2_F6_45 | TR2_six595 | 2 | 0 | customer
268 | Load_TR2_F6_47 | TR2_six643 | 1 | 0 | customer
270 | Load_TR2_F6_49 | TR2_six651 | 3 | 0 | customer
275 | Load_TR2_F6_53 | TR2_six699 | 3 | 0 | customer
276 | Load_TR2_F6_54 | TR2_six718 | 3 | 0 | customer
278 | Load_TR2_F6_56 | TR2_six723 | 2 | 0 | customer
282 | Load_TR2_F6_6 | TR2_six90 | 2 | 0 | customer
284 | Load_TR2_F6_61 | TR2_six801 | 3 | 0 | customer
286 | Load_TR2_F6_63 | TR2_six844 | 3 | 0 | customer
287 | Load_TR2_F6_64 | TR2_six852 | 2 | 0 | customer
288 | Load_TR2_F6_65 | TR2_six860 | 3 | 0 | customer
289 | Load_TR2_F6_66 | TR2_six869 | 3 | 0 | customer
292 | Load_TR2_F6_69 | TR2_six909 | 3 | 0 | customer
293 | Load_TR2_F6_7 | TR2_six105 | 1 | 0 | customer
298 | Load_TR2_F6_74 | TR2_six945 | 3 | 0 | customer
299 | Load_TR2_F6_75 | TR2_six952 | 1 | 0 | customer
300 | Load_TR2_F6_76 | TR2_six967 | 2 | 0 | customer
301 | Load_TR2_F6_77 | TR2_six974 | 3 | 0 | customer
302 | Load_TR2_F6_78 | TR2_six979 | 1 | 0 | customer
304 | Load_TR2_F6_8 | TR2_six111 | 3 | 0 | customer
305 | Load_TR2_F6_80 | TR2_six1006 | 3 | 0 | customer
307 | Load_TR2_F6_82 | TR2_six1025 | 2 | 0 | customer
308 | Load_TR2_F6_83 | TR2_six1064 | 3 | 0 | customer
309 | Load_TR2_F6_9 | TR2_six128 | 2 | 0 | customer
145 | Load_TR2_F3_20 | TR2_three312 | 1 | 3 | prosumer
146 | Load_TR2_F3_21 | TR2_three321 | 2 | 4 | prosumer
147 | Load_TR2_F3_22 | TR2_three368 | 1 | 2 | prosumer
148 | Load_TR2_F3_23 | TR2_three388 | 1 | 4 | prosumer
150 | Load_TR2_F3_25 | TR2_three409 | 3 | 4 | prosumer
151 | Load_TR2_F3_29 | TR2_three478 | 2 | 3 | prosumer
155 | Load_TR2_F3_6 | TR2_three97 | 2 | 4 | prosumer
157 | Load_TR2_F3_8 | TR2_three133 | 3 | 3 | prosumer
158 | Load_TR2_F3_9 | TR2_three160 | 3 | 4 | prosumer
159 | Load_TR2_F5_1 | TR2_five58 | 3 | 4 | prosumer
160 | Load_TR2_F5_10 | TR2_five147 | 3 | 4 | prosumer
161 | Load_TR2_F5_11 | TR2_five149 | 1 | 4 | prosumer
162 | Load_TR2_F5_12 | TR2_five160 | 3 | 2 | prosumer
164 | Load_TR2_F5_14 | TR2_five170 | 1 | 3 | prosumer
165 | Load_TR2_F5_15 | TR2_five177 | 1 | 1.5 | prosumer
170 | Load_TR2_F5_2 | TR2_five67 | 3 | 4 | prosumer
173 | Load_TR2_F5_22 | TR2_five243 | 2 | 4 | prosumer
174 | Load_TR2_F5_23 | TR2_five284 | 3 | 2 | prosumer
175 | Load_TR2_F5_24 | TR2_five285 | 2 | 4 | prosumer
176 | Load_TR2_F5_25 | TR2_five303 | 2 | 4 | prosumer
178 | Load_TR2_F5_27 | TR2_five324 | 2 | 4 | prosumer
180 | Load_TR2_F5_29 | TR2_five355 | 1 | 3 | prosumer
182 | Load_TR2_F5_30 | TR2_five394 | 3 | 3.5 | prosumer
185 | Load_TR2_F5_33 | TR2_five451 | 1 | 2.5 | prosumer
187 | Load_TR2_F5_35 | TR2_five466 | 1 | 1.5 | prosumer
190 | Load_TR2_F5_38 | TR2_five494 | 2 | 1.5 | prosumer
193 | Load_TR2_F5_40 | TR2_five512 | 1 | 2 | prosumer
195 | Load_TR2_F5_42 | TR2_five520 | 3 | 1.5 | prosumer
197 | Load_TR2_F5_44 | TR2_five540 | 1 | 4 | prosumer
201 | Load_TR2_F5_48 | TR2_five588 | 1 | 2.5 | prosumer
204 | Load_TR2_F5_50 | TR2_five649 | 1 | 4 | prosumer
205 | Load_TR2_F5_51 | TR2_five663 | 3 | 1.5 | prosumer
207 | Load_TR2_F5_53 | TR2_five685 | 2 | 4 | prosumer
208 | Load_TR2_F5_54 | TR2_five695 | 1 | 4 | prosumer
209 | Load_TR2_F5_55 | TR2_five704 | 1 | 3 | prosumer
211 | Load_TR2_F5_57 | TR2_five733 | 3 | 2 | prosumer
214 | Load_TR2_F5_6 | TR2_five117 | 2 | 4 | prosumer
216 | Load_TR2_F5_61 | TR2_five778 | 2 | 4 | prosumer
218 | Load_TR2_F5_63 | TR2_five799 | 3 | 4 | prosumer
219 | Load_TR2_F5_64 | TR2_five801 | 3 | 4 | prosumer
221 | Load_TR2_F5_66 | TR2_five831 | 3 | 2.5 | prosumer
222 | Load_TR2_F5_67 | TR2_five881 | 3 | 2 | prosumer
224 | Load_TR2_F5_7 | TR2_five118 | 2 | 4 | prosumer
227 | Load_TR2_F6_1 | TR2_six64 | 1 | 3 | prosumer
228 | Load_TR2_F6_10 | TR2_six154 | 3 | 2 | prosumer
229 | Load_TR2_F6_11 | TR2_six173 | 3 | 4 | prosumer
230 | Load_TR2_F6_12 | TR2_six186 | 1 | 4 | prosumer
231 | Load_TR2_F6_13 | TR2_six191 | 2 | 3 | prosumer
232 | Load_TR2_F6_14 | TR2_six203 | 1 | 3 | prosumer
233 | Load_TR2_F6_15 | TR2_six232 | 3 | 2.5 | prosumer
234 | Load_TR2_F6_16 | TR2_six238 | 1 | 3.5 | prosumer
235 | Load_TR2_F6_17 | TR2_six249 | 2 | 3 | prosumer
236 | Load_TR2_F6_18 | TR2_six254 | 2 | 4 | prosumer
237 | Load_TR2_F6_19 | TR2_six269 | 3 | 3.5 | prosumer
239 | Load_TR2_F6_20 | TR2_six289 | 3 | 3.5 | prosumer
240 | Load_TR2_F6_21 | TR2_six317 | 3 | 4 | prosumer
241 | Load_TR2_F6_22 | TR2_six326 | 1 | 3.5 | prosumer
242 | Load_TR2_F6_23 | TR2_six329 | 1 | 4 | prosumer
243 | Load_TR2_F6_24 | TR2_six342 | 1 | 2.5 | prosumer
244 | Load_TR2_F6_25 | TR2_six349 | 1 | 2 | prosumer
245 | Load_TR2_F6_26 | TR2_six350 | 2 | 3 | prosumer
246 | Load_TR2_F6_27 | TR2_six362 | 3 | 1.5 | prosumer
247 | Load_TR2_F6_28 | TR2_six365 | 3 | 4 | prosumer
248 | Load_TR2_F6_29 | TR2_six378 | 1 | 3 | prosumer
250 | Load_TR2_F6_30 | TR2_six385 | 2 | 2.5 | prosumer
251 | Load_TR2_F6_31 | TR2_six387 | 1 | 4 | prosumer
252 | Load_TR2_F6_32 | TR2_six392 | 3 | 3.5 | prosumer
253 | Load_TR2_F6_33 | TR2_six410 | 1 | 4 | prosumer
254 | Load_TR2_F6_34 | TR2_six431 | 3 | 4 | prosumer
256 | Load_TR2_F6_36 | TR2_six484 | 2 | 2.5 | prosumer
258 | Load_TR2_F6_38 | TR2_six512 | 2 | 4 | prosumer
259 | Load_TR2_F6_39 | TR2_six518 | 2 | 2 | prosumer
261 | Load_TR2_F6_40 | TR2_six523 | 3 | 2 | prosumer
263 | Load_TR2_F6_42 | TR2_six571 | 3 | 3 | prosumer
264 | Load_TR2_F6_43 | TR2_six583 | 1 | 3.5 | prosumer
267 | Load_TR2_F6_46 | TR2_six625 | 1 | 3 | prosumer
269 | Load_TR2_F6_48 | TR2_six646 | 2 | 3.5 | prosumer
271 | Load_TR2_F6_5 | TR2_six87 | 1 | 2.5 | prosumer
272 | Load_TR2_F6_50 | TR2_six652 | 1 | 4 | prosumer
273 | Load_TR2_F6_51 | TR2_six665 | 2 | 4 | prosumer
274 | Load_TR2_F6_52 | TR2_six667 | 1 | 2.5 | prosumer
277 | Load_TR2_F6_55 | TR2_six721 | 1 | 2 | prosumer
279 | Load_TR2_F6_57 | TR2_six740 | 1 | 3.5 | prosumer
280 | Load_TR2_F6_58 | TR2_six758 | 2 | 2.5 | prosumer
281 | Load_TR2_F6_59 | TR2_six784 | 2 | 2 | prosumer
283 | Load_TR2_F6_60 | TR2_six799 | 2 | 2 | prosumer
285 | Load_TR2_F6_62 | TR2_six807 | 1 | 3.5 | prosumer
290 | Load_TR2_F6_67 | TR2_six885 | 1 | 3.5 | prosumer
291 | Load_TR2_F6_68 | TR2_six894 | 2 | 1.5 | prosumer
294 | Load_TR2_F6_70 | TR2_six914 | 1 | 1.5 | prosumer
295 | Load_TR2_F6_71 | TR2_six921 | 2 | 3.5 | prosumer
296 | Load_TR2_F6_72 | TR2_six929 | 1 | 1.5 | prosumer
297 | Load_TR2_F6_73 | TR2_six938 | 1 | 4 | prosumer
303 | Load_TR2_F6_79 | TR2_six990 | 2 | 3 | prosumer
306 | Load_TR2_F6_81 | TR2_six1020 | 1 | 2 | prosumer

## 3. Raw PV per load
Raw PV per load
Verbatim copy of PV_generation_kW (TR2_load_PV_48periods.xlsx). One row per connection, 48 half-hours (kW).
Load name | Type | p1 | p2 | p3 | p4 | p5 | p6 | p7 | p8 | p9 | p10 | p11 | p12 | p13 | p14 | p15 | p16 | p17 | p18 | p19 | p20 | p21 | p22 | p23 | p24 | p25 | p26 | p27 | p28 | p29 | p30 | p31 | p32 | p33 | p34 | p35 | p36 | p37 | p38 | p39 | p40 | p41 | p42 | p43 | p44 | p45 | p46 | p47 | p48
Load_TR2_F3_1 | customer | 0 | 0 | 0 | 0 | 0 | 0 | 0 | 0 | 0 | 0 | 0 | 0 | 0 | 0 | 0 | 0 | 0 | 0 | 0 | 0 | 0 | 0 | 0 | 0 | 0 | 0 | 0 | 0 | 0 | 0 | 0 | 0 | 0 | 0 | 0 | 0 | 0 | 0 | 0 | 0 | 0 | 0 | 0 | 0 | 0 | 0 | 0 | 0
Load_TR2_F3_10 | customer | 0 | 0 | 0 | 0 | 0 | 0 | 0 | 0 | 0 | 0 | 0 | 0 | 0 | 0 | 0 | 0 | 0 | 0 | 0 | 0 | 0 | 0 | 0 | 0 | 0 | 0 | 0 | 0 | 0 | 0 | 0 | 0 | 0 | 0 | 0 | 0 | 0 | 0 | 0 | 0 | 0 | 0 | 0 | 0 | 0 | 0 | 0 | 0
Load_TR2_F3_11 | customer | 0 | 0 | 0 | 0 | 0 | 0 | 0 | 0 | 0 | 0 | 0 | 0 | 0 | 0 | 0 | 0 | 0 | 0 | 0 | 0 | 0 | 0 | 0 | 0 | 0 | 0 | 0 | 0 | 0 | 0 | 0 | 0 | 0 | 0 | 0 | 0 | 0 | 0 | 0 | 0 | 0 | 0 | 0 | 0 | 0 | 0 | 0 | 0
Load_TR2_F3_12 | customer | 0 | 0 | 0 | 0 | 0 | 0 | 0 | 0 | 0 | 0 | 0 | 0 | 0 | 0 | 0 | 0 | 0 | 0 | 0 | 0 | 0 | 0 | 0 | 0 | 0 | 0 | 0 | 0 | 0 | 0 | 0 | 0 | 0 | 0 | 0 | 0 | 0 | 0 | 0 | 0 | 0 | 0 | 0 | 0 | 0 | 0 | 0 | 0
Load_TR2_F3_13 | customer | 0 | 0 | 0 | 0 | 0 | 0 | 0 | 0 | 0 | 0 | 0 | 0 | 0 | 0 | 0 | 0 | 0 | 0 | 0 | 0 | 0 | 0 | 0 | 0 | 0 | 0 | 0 | 0 | 0 | 0 | 0 | 0 | 0 | 0 | 0 | 0 | 0 | 0 | 0 | 0 | 0 | 0 | 0 | 0 | 0 | 0 | 0 | 0
Load_TR2_F3_14 | customer | 0 | 0 | 0 | 0 | 0 | 0 | 0 | 0 | 0 | 0 | 0 | 0 | 0 | 0 | 0 | 0 | 0 | 0 | 0 | 0 | 0 | 0 | 0 | 0 | 0 | 0 | 0 | 0 | 0 | 0 | 0 | 0 | 0 | 0 | 0 | 0 | 0 | 0 | 0 | 0 | 0 | 0 | 0 | 0 | 0 | 0 | 0 | 0
Load_TR2_F3_15 | customer | 0 | 0 | 0 | 0 | 0 | 0 | 0 | 0 | 0 | 0 | 0 | 0 | 0 | 0 | 0 | 0 | 0 | 0 | 0 | 0 | 0 | 0 | 0 | 0 | 0 | 0 | 0 | 0 | 0 | 0 | 0 | 0 | 0 | 0 | 0 | 0 | 0 | 0 | 0 | 0 | 0 | 0 | 0 | 0 | 0 | 0 | 0 | 0
Load_TR2_F3_16 | customer | 0 | 0 | 0 | 0 | 0 | 0 | 0 | 0 | 0 | 0 | 0 | 0 | 0 | 0 | 0 | 0 | 0 | 0 | 0 | 0 | 0 | 0 | 0 | 0 | 0 | 0 | 0 | 0 | 0 | 0 | 0 | 0 | 0 | 0 | 0 | 0 | 0 | 0 | 0 | 0 | 0 | 0 | 0 | 0 | 0 | 0 | 0 | 0
Load_TR2_F3_17 | customer | 0 | 0 | 0 | 0 | 0 | 0 | 0 | 0 | 0 | 0 | 0 | 0 | 0 | 0 | 0 | 0 | 0 | 0 | 0 | 0 | 0 | 0 | 0 | 0 | 0 | 0 | 0 | 0 | 0 | 0 | 0 | 0 | 0 | 0 | 0 | 0 | 0 | 0 | 0 | 0 | 0 | 0 | 0 | 0 | 0 | 0 | 0 | 0
Load_TR2_F3_18 | customer | 0 | 0 | 0 | 0 | 0 | 0 | 0 | 0 | 0 | 0 | 0 | 0 | 0 | 0 | 0 | 0 | 0 | 0 | 0 | 0 | 0 | 0 | 0 | 0 | 0 | 0 | 0 | 0 | 0 | 0 | 0 | 0 | 0 | 0 | 0 | 0 | 0 | 0 | 0 | 0 | 0 | 0 | 0 | 0 | 0 | 0 | 0 | 0
Load_TR2_F3_19 | customer | 0 | 0 | 0 | 0 | 0 | 0 | 0 | 0 | 0 | 0 | 0 | 0 | 0 | 0 | 0 | 0 | 0 | 0 | 0 | 0 | 0 | 0 | 0 | 0 | 0 | 0 | 0 | 0 | 0 | 0 | 0 | 0 | 0 | 0 | 0 | 0 | 0 | 0 | 0 | 0 | 0 | 0 | 0 | 0 | 0 | 0 | 0 | 0
Load_TR2_F3_2 | customer | 0 | 0 | 0 | 0 | 0 | 0 | 0 | 0 | 0 | 0 | 0 | 0 | 0 | 0 | 0 | 0 | 0 | 0 | 0 | 0 | 0 | 0 | 0 | 0 | 0 | 0 | 0 | 0 | 0 | 0 | 0 | 0 | 0 | 0 | 0 | 0 | 0 | 0 | 0 | 0 | 0 | 0 | 0 | 0 | 0 | 0 | 0 | 0
Load_TR2_F3_20 | prosumer | 0 | 0 | 0 | 0 | 0 | 0 | 0 | 0.0026 | 0.0373 | 0.1744 | 0.346 | 0.5564 | 0.7859 | 1.0183 | 1.2495 | 1.481 | 1.6982 | 1.9025 | 2.0764 | 2.2248 | 2.355 | 2.4625 | 2.5387 | 2.5722 | 2.5819 | 2.5637 | 2.5029 | 2.41 | 2.2991 | 2.1586 | 2.0093 | 1.8297 | 1.6274 | 1.3831 | 1.1544 | 0.9195 | 0.6922 | 0.4731 | 0.2762 | 0.0804 | 0.0148 | 0 | 0 | 0 | 0 | 0 | 0 | 0
Load_TR2_F3_21 | prosumer | 0 | 0 | 0 | 0 | 0 | 0 | 0 | 0.0034 | 0.0497 | 0.2326 | 0.4613 | 0.7419 | 1.0479 | 1.3577 | 1.666 | 1.9746 | 2.2643 | 2.5367 | 2.7686 | 2.9664 | 3.14 | 3.2833 | 3.385 | 3.4296 | 3.4425 | 3.4183 | 3.3372 | 3.2133 | 3.0655 | 2.8782 | 2.6791 | 2.4396 | 2.1698 | 1.8441 | 1.5392 | 1.2259 | 0.9229 | 0.6308 | 0.3683 | 0.1072 | 0.0198 | 0 | 0 | 0 | 0 | 0 | 0 | 0
Load_TR2_F3_22 | prosumer | 0 | 0 | 0 | 0 | 0 | 0 | 0 | 0.0017 | 0.0249 | 0.1163 | 0.2307 | 0.3709 | 0.524 | 0.6789 | 0.833 | 0.9873 | 1.1322 | 1.2683 | 1.3843 | 1.4832 | 1.57 | 1.6417 | 1.6925 | 1.7148 | 1.7212 | 1.7092 | 1.6686 | 1.6067 | 1.5328 | 1.4391 | 1.3396 | 1.2198 | 1.0849 | 0.922 | 0.7696 | 0.613 | 0.4615 | 0.3154 | 0.1842 | 0.0536 | 0.0099 | 0 | 0 | 0 | 0 | 0 | 0 | 0
Load_TR2_F3_23 | prosumer | 0 | 0 | 0 | 0 | 0 | 0 | 0 | 0.0034 | 0.0497 | 0.2326 | 0.4613 | 0.7419 | 1.0479 | 1.3577 | 1.666 | 1.9746 | 2.2643 | 2.5367 | 2.7686 | 2.9664 | 3.14 | 3.2833 | 3.385 | 3.4296 | 3.4425 | 3.4183 | 3.3372 | 3.2133 | 3.0655 | 2.8782 | 2.6791 | 2.4396 | 2.1698 | 1.8441 | 1.5392 | 1.2259 | 0.9229 | 0.6308 | 0.3683 | 0.1072 | 0.0198 | 0 | 0 | 0 | 0 | 0 | 0 | 0
Load_TR2_F3_24 | customer | 0 | 0 | 0 | 0 | 0 | 0 | 0 | 0 | 0 | 0 | 0 | 0 | 0 | 0 | 0 | 0 | 0 | 0 | 0 | 0 | 0 | 0 | 0 | 0 | 0 | 0 | 0 | 0 | 0 | 0 | 0 | 0 | 0 | 0 | 0 | 0 | 0 | 0 | 0 | 0 | 0 | 0 | 0 | 0 | 0 | 0 | 0 | 0
Load_TR2_F3_25 | prosumer | 0 | 0 | 0 | 0 | 0 | 0 | 0 | 0.0034 | 0.0497 | 0.2326 | 0.4613 | 0.7419 | 1.0479 | 1.3577 | 1.666 | 1.9746 | 2.2643 | 2.5367 | 2.7686 | 2.9664 | 3.14 | 3.2833 | 3.385 | 3.4296 | 3.4425 | 3.4183 | 3.3372 | 3.2133 | 3.0655 | 2.8782 | 2.6791 | 2.4396 | 2.1698 | 1.8441 | 1.5392 | 1.2259 | 0.9229 | 0.6308 | 0.3683 | 0.1072 | 0.0198 | 0 | 0 | 0 | 0 | 0 | 0 | 0
Load_TR2_F3_29 | prosumer | 0 | 0 | 0 | 0 | 0 | 0 | 0 | 0.0026 | 0.0373 | 0.1744 | 0.346 | 0.5564 | 0.7859 | 1.0183 | 1.2495 | 1.481 | 1.6982 | 1.9025 | 2.0764 | 2.2248 | 2.355 | 2.4625 | 2.5387 | 2.5722 | 2.5819 | 2.5637 | 2.5029 | 2.41 | 2.2991 | 2.1586 | 2.0093 | 1.8297 | 1.6274 | 1.3831 | 1.1544 | 0.9195 | 0.6922 | 0.4731 | 0.2762 | 0.0804 | 0.0148 | 0 | 0 | 0 | 0 | 0 | 0 | 0
Load_TR2_F3_3 | customer | 0 | 0 | 0 | 0 | 0 | 0 | 0 | 0 | 0 | 0 | 0 | 0 | 0 | 0 | 0 | 0 | 0 | 0 | 0 | 0 | 0 | 0 | 0 | 0 | 0 | 0 | 0 | 0 | 0 | 0 | 0 | 0 | 0 | 0 | 0 | 0 | 0 | 0 | 0 | 0 | 0 | 0 | 0 | 0 | 0 | 0 | 0 | 0
Load_TR2_F3_4 | customer | 0 | 0 | 0 | 0 | 0 | 0 | 0 | 0 | 0 | 0 | 0 | 0 | 0 | 0 | 0 | 0 | 0 | 0 | 0 | 0 | 0 | 0 | 0 | 0 | 0 | 0 | 0 | 0 | 0 | 0 | 0 | 0 | 0 | 0 | 0 | 0 | 0 | 0 | 0 | 0 | 0 | 0 | 0 | 0 | 0 | 0 | 0 | 0
Load_TR2_F3_5 | customer | 0 | 0 | 0 | 0 | 0 | 0 | 0 | 0 | 0 | 0 | 0 | 0 | 0 | 0 | 0 | 0 | 0 | 0 | 0 | 0 | 0 | 0 | 0 | 0 | 0 | 0 | 0 | 0 | 0 | 0 | 0 | 0 | 0 | 0 | 0 | 0 | 0 | 0 | 0 | 0 | 0 | 0 | 0 | 0 | 0 | 0 | 0 | 0
Load_TR2_F3_6 | prosumer | 0 | 0 | 0 | 0 | 0 | 0 | 0 | 0.0034 | 0.0497 | 0.2326 | 0.4613 | 0.7419 | 1.0479 | 1.3577 | 1.666 | 1.9746 | 2.2643 | 2.5367 | 2.7686 | 2.9664 | 3.14 | 3.2833 | 3.385 | 3.4296 | 3.4425 | 3.4183 | 3.3372 | 3.2133 | 3.0655 | 2.8782 | 2.6791 | 2.4396 | 2.1698 | 1.8441 | 1.5392 | 1.2259 | 0.9229 | 0.6308 | 0.3683 | 0.1072 | 0.0198 | 0 | 0 | 0 | 0 | 0 | 0 | 0
Load_TR2_F3_7 | customer | 0 | 0 | 0 | 0 | 0 | 0 | 0 | 0 | 0 | 0 | 0 | 0 | 0 | 0 | 0 | 0 | 0 | 0 | 0 | 0 | 0 | 0 | 0 | 0 | 0 | 0 | 0 | 0 | 0 | 0 | 0 | 0 | 0 | 0 | 0 | 0 | 0 | 0 | 0 | 0 | 0 | 0 | 0 | 0 | 0 | 0 | 0 | 0
Load_TR2_F3_8 | prosumer | 0 | 0 | 0 | 0 | 0 | 0 | 0 | 0.0026 | 0.0373 | 0.1744 | 0.346 | 0.5564 | 0.7859 | 1.0183 | 1.2495 | 1.481 | 1.6982 | 1.9025 | 2.0764 | 2.2248 | 2.355 | 2.4625 | 2.5387 | 2.5722 | 2.5819 | 2.5637 | 2.5029 | 2.41 | 2.2991 | 2.1586 | 2.0093 | 1.8297 | 1.6274 | 1.3831 | 1.1544 | 0.9195 | 0.6922 | 0.4731 | 0.2762 | 0.0804 | 0.0148 | 0 | 0 | 0 | 0 | 0 | 0 | 0
Load_TR2_F3_9 | prosumer | 0 | 0 | 0 | 0 | 0 | 0 | 0 | 0.0034 | 0.0497 | 0.2326 | 0.4613 | 0.7419 | 1.0479 | 1.3577 | 1.666 | 1.9746 | 2.2643 | 2.5367 | 2.7686 | 2.9664 | 3.14 | 3.2833 | 3.385 | 3.4296 | 3.4425 | 3.4183 | 3.3372 | 3.2133 | 3.0655 | 2.8782 | 2.6791 | 2.4396 | 2.1698 | 1.8441 | 1.5392 | 1.2259 | 0.9229 | 0.6308 | 0.3683 | 0.1072 | 0.0198 | 0 | 0 | 0 | 0 | 0 | 0 | 0
Load_TR2_F5_1 | prosumer | 0 | 0 | 0 | 0 | 0 | 0 | 0 | 0.0034 | 0.0497 | 0.2326 | 0.4613 | 0.7419 | 1.0479 | 1.3577 | 1.666 | 1.9746 | 2.2643 | 2.5367 | 2.7686 | 2.9664 | 3.14 | 3.2833 | 3.385 | 3.4296 | 3.4425 | 3.4183 | 3.3372 | 3.2133 | 3.0655 | 2.8782 | 2.6791 | 2.4396 | 2.1698 | 1.8441 | 1.5392 | 1.2259 | 0.9229 | 0.6308 | 0.3683 | 0.1072 | 0.0198 | 0 | 0 | 0 | 0 | 0 | 0 | 0
Load_TR2_F5_10 | prosumer | 0 | 0 | 0 | 0 | 0 | 0 | 0 | 0.0034 | 0.0497 | 0.2326 | 0.4613 | 0.7419 | 1.0479 | 1.3577 | 1.666 | 1.9746 | 2.2643 | 2.5367 | 2.7686 | 2.9664 | 3.14 | 3.2833 | 3.385 | 3.4296 | 3.4425 | 3.4183 | 3.3372 | 3.2133 | 3.0655 | 2.8782 | 2.6791 | 2.4396 | 2.1698 | 1.8441 | 1.5392 | 1.2259 | 0.9229 | 0.6308 | 0.3683 | 0.1072 | 0.0198 | 0 | 0 | 0 | 0 | 0 | 0 | 0
Load_TR2_F5_11 | prosumer | 0 | 0 | 0 | 0 | 0 | 0 | 0 | 0.0034 | 0.0497 | 0.2326 | 0.4613 | 0.7419 | 1.0479 | 1.3577 | 1.666 | 1.9746 | 2.2643 | 2.5367 | 2.7686 | 2.9664 | 3.14 | 3.2833 | 3.385 | 3.4296 | 3.4425 | 3.4183 | 3.3372 | 3.2133 | 3.0655 | 2.8782 | 2.6791 | 2.4396 | 2.1698 | 1.8441 | 1.5392 | 1.2259 | 0.9229 | 0.6308 | 0.3683 | 0.1072 | 0.0198 | 0 | 0 | 0 | 0 | 0 | 0 | 0
Load_TR2_F5_12 | prosumer | 0 | 0 | 0 | 0 | 0 | 0 | 0 | 0.0017 | 0.0249 | 0.1163 | 0.2307 | 0.3709 | 0.524 | 0.6789 | 0.833 | 0.9873 | 1.1322 | 1.2683 | 1.3843 | 1.4832 | 1.57 | 1.6417 | 1.6925 | 1.7148 | 1.7212 | 1.7092 | 1.6686 | 1.6067 | 1.5328 | 1.4391 | 1.3396 | 1.2198 | 1.0849 | 0.922 | 0.7696 | 0.613 | 0.4615 | 0.3154 | 0.1842 | 0.0536 | 0.0099 | 0 | 0 | 0 | 0 | 0 | 0 | 0
Load_TR2_F5_13 | customer | 0 | 0 | 0 | 0 | 0 | 0 | 0 | 0 | 0 | 0 | 0 | 0 | 0 | 0 | 0 | 0 | 0 | 0 | 0 | 0 | 0 | 0 | 0 | 0 | 0 | 0 | 0 | 0 | 0 | 0 | 0 | 0 | 0 | 0 | 0 | 0 | 0 | 0 | 0 | 0 | 0 | 0 | 0 | 0 | 0 | 0 | 0 | 0
Load_TR2_F5_14 | prosumer | 0 | 0 | 0 | 0 | 0 | 0 | 0 | 0.0026 | 0.0373 | 0.1744 | 0.346 | 0.5564 | 0.7859 | 1.0183 | 1.2495 | 1.481 | 1.6982 | 1.9025 | 2.0764 | 2.2248 | 2.355 | 2.4625 | 2.5387 | 2.5722 | 2.5819 | 2.5637 | 2.5029 | 2.41 | 2.2991 | 2.1586 | 2.0093 | 1.8297 | 1.6274 | 1.3831 | 1.1544 | 0.9195 | 0.6922 | 0.4731 | 0.2762 | 0.0804 | 0.0148 | 0 | 0 | 0 | 0 | 0 | 0 | 0
Load_TR2_F5_15 | prosumer | 0 | 0 | 0 | 0 | 0 | 0 | 0 | 0.0013 | 0.0187 | 0.0872 | 0.173 | 0.2782 | 0.393 | 0.5092 | 0.6247 | 0.7405 | 0.8491 | 0.9512 | 1.0382 | 1.1124 | 1.1775 | 1.2312 | 1.2694 | 1.2861 | 1.2909 | 1.2819 | 1.2514 | 1.205 | 1.1496 | 1.0793 | 1.0047 | 0.9148 | 0.8137 | 0.6915 | 0.5772 | 0.4597 | 0.3461 | 0.2365 | 0.1381 | 0.0402 | 0.0074 | 0 | 0 | 0 | 0 | 0 | 0 | 0
Load_TR2_F5_16 | customer | 0 | 0 | 0 | 0 | 0 | 0 | 0 | 0 | 0 | 0 | 0 | 0 | 0 | 0 | 0 | 0 | 0 | 0 | 0 | 0 | 0 | 0 | 0 | 0 | 0 | 0 | 0 | 0 | 0 | 0 | 0 | 0 | 0 | 0 | 0 | 0 | 0 | 0 | 0 | 0 | 0 | 0 | 0 | 0 | 0 | 0 | 0 | 0
Load_TR2_F5_17 | customer | 0 | 0 | 0 | 0 | 0 | 0 | 0 | 0 | 0 | 0 | 0 | 0 | 0 | 0 | 0 | 0 | 0 | 0 | 0 | 0 | 0 | 0 | 0 | 0 | 0 | 0 | 0 | 0 | 0 | 0 | 0 | 0 | 0 | 0 | 0 | 0 | 0 | 0 | 0 | 0 | 0 | 0 | 0 | 0 | 0 | 0 | 0 | 0
Load_TR2_F5_18 | customer | 0 | 0 | 0 | 0 | 0 | 0 | 0 | 0 | 0 | 0 | 0 | 0 | 0 | 0 | 0 | 0 | 0 | 0 | 0 | 0 | 0 | 0 | 0 | 0 | 0 | 0 | 0 | 0 | 0 | 0 | 0 | 0 | 0 | 0 | 0 | 0 | 0 | 0 | 0 | 0 | 0 | 0 | 0 | 0 | 0 | 0 | 0 | 0
Load_TR2_F5_19 | customer | 0 | 0 | 0 | 0 | 0 | 0 | 0 | 0 | 0 | 0 | 0 | 0 | 0 | 0 | 0 | 0 | 0 | 0 | 0 | 0 | 0 | 0 | 0 | 0 | 0 | 0 | 0 | 0 | 0 | 0 | 0 | 0 | 0 | 0 | 0 | 0 | 0 | 0 | 0 | 0 | 0 | 0 | 0 | 0 | 0 | 0 | 0 | 0
Load_TR2_F5_2 | prosumer | 0 | 0 | 0 | 0 | 0 | 0 | 0 | 0.0034 | 0.0497 | 0.2326 | 0.4613 | 0.7419 | 1.0479 | 1.3577 | 1.666 | 1.9746 | 2.2643 | 2.5367 | 2.7686 | 2.9664 | 3.14 | 3.2833 | 3.385 | 3.4296 | 3.4425 | 3.4183 | 3.3372 | 3.2133 | 3.0655 | 2.8782 | 2.6791 | 2.4396 | 2.1698 | 1.8441 | 1.5392 | 1.2259 | 0.9229 | 0.6308 | 0.3683 | 0.1072 | 0.0198 | 0 | 0 | 0 | 0 | 0 | 0 | 0
Load_TR2_F5_20 | customer | 0 | 0 | 0 | 0 | 0 | 0 | 0 | 0 | 0 | 0 | 0 | 0 | 0 | 0 | 0 | 0 | 0 | 0 | 0 | 0 | 0 | 0 | 0 | 0 | 0 | 0 | 0 | 0 | 0 | 0 | 0 | 0 | 0 | 0 | 0 | 0 | 0 | 0 | 0 | 0 | 0 | 0 | 0 | 0 | 0 | 0 | 0 | 0
Load_TR2_F5_21 | customer | 0 | 0 | 0 | 0 | 0 | 0 | 0 | 0 | 0 | 0 | 0 | 0 | 0 | 0 | 0 | 0 | 0 | 0 | 0 | 0 | 0 | 0 | 0 | 0 | 0 | 0 | 0 | 0 | 0 | 0 | 0 | 0 | 0 | 0 | 0 | 0 | 0 | 0 | 0 | 0 | 0 | 0 | 0 | 0 | 0 | 0 | 0 | 0
Load_TR2_F5_22 | prosumer | 0 | 0 | 0 | 0 | 0 | 0 | 0 | 0.0034 | 0.0497 | 0.2326 | 0.4613 | 0.7419 | 1.0479 | 1.3577 | 1.666 | 1.9746 | 2.2643 | 2.5367 | 2.7686 | 2.9664 | 3.14 | 3.2833 | 3.385 | 3.4296 | 3.4425 | 3.4183 | 3.3372 | 3.2133 | 3.0655 | 2.8782 | 2.6791 | 2.4396 | 2.1698 | 1.8441 | 1.5392 | 1.2259 | 0.9229 | 0.6308 | 0.3683 | 0.1072 | 0.0198 | 0 | 0 | 0 | 0 | 0 | 0 | 0
Load_TR2_F5_23 | prosumer | 0 | 0 | 0 | 0 | 0 | 0 | 0 | 0.0017 | 0.0249 | 0.1163 | 0.2307 | 0.3709 | 0.524 | 0.6789 | 0.833 | 0.9873 | 1.1322 | 1.2683 | 1.3843 | 1.4832 | 1.57 | 1.6417 | 1.6925 | 1.7148 | 1.7212 | 1.7092 | 1.6686 | 1.6067 | 1.5328 | 1.4391 | 1.3396 | 1.2198 | 1.0849 | 0.922 | 0.7696 | 0.613 | 0.4615 | 0.3154 | 0.1842 | 0.0536 | 0.0099 | 0 | 0 | 0 | 0 | 0 | 0 | 0
Load_TR2_F5_24 | prosumer | 0 | 0 | 0 | 0 | 0 | 0 | 0 | 0.0034 | 0.0497 | 0.2326 | 0.4613 | 0.7419 | 1.0479 | 1.3577 | 1.666 | 1.9746 | 2.2643 | 2.5367 | 2.7686 | 2.9664 | 3.14 | 3.2833 | 3.385 | 3.4296 | 3.4425 | 3.4183 | 3.3372 | 3.2133 | 3.0655 | 2.8782 | 2.6791 | 2.4396 | 2.1698 | 1.8441 | 1.5392 | 1.2259 | 0.9229 | 0.6308 | 0.3683 | 0.1072 | 0.0198 | 0 | 0 | 0 | 0 | 0 | 0 | 0
Load_TR2_F5_25 | prosumer | 0 | 0 | 0 | 0 | 0 | 0 | 0 | 0.0034 | 0.0497 | 0.2326 | 0.4613 | 0.7419 | 1.0479 | 1.3577 | 1.666 | 1.9746 | 2.2643 | 2.5367 | 2.7686 | 2.9664 | 3.14 | 3.2833 | 3.385 | 3.4296 | 3.4425 | 3.4183 | 3.3372 | 3.2133 | 3.0655 | 2.8782 | 2.6791 | 2.4396 | 2.1698 | 1.8441 | 1.5392 | 1.2259 | 0.9229 | 0.6308 | 0.3683 | 0.1072 | 0.0198 | 0 | 0 | 0 | 0 | 0 | 0 | 0
Load_TR2_F5_26 | customer | 0 | 0 | 0 | 0 | 0 | 0 | 0 | 0 | 0 | 0 | 0 | 0 | 0 | 0 | 0 | 0 | 0 | 0 | 0 | 0 | 0 | 0 | 0 | 0 | 0 | 0 | 0 | 0 | 0 | 0 | 0 | 0 | 0 | 0 | 0 | 0 | 0 | 0 | 0 | 0 | 0 | 0 | 0 | 0 | 0 | 0 | 0 | 0
Load_TR2_F5_27 | prosumer | 0 | 0 | 0 | 0 | 0 | 0 | 0 | 0.0034 | 0.0497 | 0.2326 | 0.4613 | 0.7419 | 1.0479 | 1.3577 | 1.666 | 1.9746 | 2.2643 | 2.5367 | 2.7686 | 2.9664 | 3.14 | 3.2833 | 3.385 | 3.4296 | 3.4425 | 3.4183 | 3.3372 | 3.2133 | 3.0655 | 2.8782 | 2.6791 | 2.4396 | 2.1698 | 1.8441 | 1.5392 | 1.2259 | 0.9229 | 0.6308 | 0.3683 | 0.1072 | 0.0198 | 0 | 0 | 0 | 0 | 0 | 0 | 0
Load_TR2_F5_28 | customer | 0 | 0 | 0 | 0 | 0 | 0 | 0 | 0 | 0 | 0 | 0 | 0 | 0 | 0 | 0 | 0 | 0 | 0 | 0 | 0 | 0 | 0 | 0 | 0 | 0 | 0 | 0 | 0 | 0 | 0 | 0 | 0 | 0 | 0 | 0 | 0 | 0 | 0 | 0 | 0 | 0 | 0 | 0 | 0 | 0 | 0 | 0 | 0
Load_TR2_F5_29 | prosumer | 0 | 0 | 0 | 0 | 0 | 0 | 0 | 0.0026 | 0.0373 | 0.1744 | 0.346 | 0.5564 | 0.7859 | 1.0183 | 1.2495 | 1.481 | 1.6982 | 1.9025 | 2.0764 | 2.2248 | 2.355 | 2.4625 | 2.5387 | 2.5722 | 2.5819 | 2.5637 | 2.5029 | 2.41 | 2.2991 | 2.1586 | 2.0093 | 1.8297 | 1.6274 | 1.3831 | 1.1544 | 0.9195 | 0.6922 | 0.4731 | 0.2762 | 0.0804 | 0.0148 | 0 | 0 | 0 | 0 | 0 | 0 | 0
Load_TR2_F5_3 | customer | 0 | 0 | 0 | 0 | 0 | 0 | 0 | 0 | 0 | 0 | 0 | 0 | 0 | 0 | 0 | 0 | 0 | 0 | 0 | 0 | 0 | 0 | 0 | 0 | 0 | 0 | 0 | 0 | 0 | 0 | 0 | 0 | 0 | 0 | 0 | 0 | 0 | 0 | 0 | 0 | 0 | 0 | 0 | 0 | 0 | 0 | 0 | 0
Load_TR2_F5_30 | prosumer | 0 | 0 | 0 | 0 | 0 | 0 | 0 | 0.003 | 0.0435 | 0.2035 | 0.4037 | 0.6491 | 0.9169 | 1.188 | 1.4577 | 1.7278 | 1.9813 | 2.2196 | 2.4225 | 2.5956 | 2.7475 | 2.8729 | 2.9619 | 3.0009 | 3.0122 | 2.991 | 2.92 | 2.8117 | 2.6823 | 2.5184 | 2.3442 | 2.1346 | 1.8986 | 1.6136 | 1.3468 | 1.0727 | 0.8076 | 0.5519 | 0.3223 | 0.0938 | 0.0173 | 0 | 0 | 0 | 0 | 0 | 0 | 0
Load_TR2_F5_31 | customer | 0 | 0 | 0 | 0 | 0 | 0 | 0 | 0 | 0 | 0 | 0 | 0 | 0 | 0 | 0 | 0 | 0 | 0 | 0 | 0 | 0 | 0 | 0 | 0 | 0 | 0 | 0 | 0 | 0 | 0 | 0 | 0 | 0 | 0 | 0 | 0 | 0 | 0 | 0 | 0 | 0 | 0 | 0 | 0 | 0 | 0 | 0 | 0
Load_TR2_F5_32 | customer | 0 | 0 | 0 | 0 | 0 | 0 | 0 | 0 | 0 | 0 | 0 | 0 | 0 | 0 | 0 | 0 | 0 | 0 | 0 | 0 | 0 | 0 | 0 | 0 | 0 | 0 | 0 | 0 | 0 | 0 | 0 | 0 | 0 | 0 | 0 | 0 | 0 | 0 | 0 | 0 | 0 | 0 | 0 | 0 | 0 | 0 | 0 | 0
Load_TR2_F5_33 | prosumer | 0 | 0 | 0 | 0 | 0 | 0 | 0 | 0.0022 | 0.0311 | 0.1454 | 0.2883 | 0.4637 | 0.6549 | 0.8486 | 1.0412 | 1.2341 | 1.4152 | 1.5854 | 1.7304 | 1.854 | 1.9625 | 2.0521 | 2.1156 | 2.1435 | 2.1516 | 2.1365 | 2.0857 | 2.0083 | 1.9159 | 1.7989 | 1.6745 | 1.5247 | 1.3561 | 1.1525 | 0.962 | 0.7662 | 0.5768 | 0.3942 | 0.2302 | 0.067 | 0.0124 | 0 | 0 | 0 | 0 | 0 | 0 | 0
Load_TR2_F5_34 | customer | 0 | 0 | 0 | 0 | 0 | 0 | 0 | 0 | 0 | 0 | 0 | 0 | 0 | 0 | 0 | 0 | 0 | 0 | 0 | 0 | 0 | 0 | 0 | 0 | 0 | 0 | 0 | 0 | 0 | 0 | 0 | 0 | 0 | 0 | 0 | 0 | 0 | 0 | 0 | 0 | 0 | 0 | 0 | 0 | 0 | 0 | 0 | 0
Load_TR2_F5_35 | prosumer | 0 | 0 | 0 | 0 | 0 | 0 | 0 | 0.0013 | 0.0187 | 0.0872 | 0.173 | 0.2782 | 0.393 | 0.5092 | 0.6247 | 0.7405 | 0.8491 | 0.9512 | 1.0382 | 1.1124 | 1.1775 | 1.2312 | 1.2694 | 1.2861 | 1.2909 | 1.2819 | 1.2514 | 1.205 | 1.1496 | 1.0793 | 1.0047 | 0.9148 | 0.8137 | 0.6915 | 0.5772 | 0.4597 | 0.3461 | 0.2365 | 0.1381 | 0.0402 | 0.0074 | 0 | 0 | 0 | 0 | 0 | 0 | 0
Load_TR2_F5_36 | customer | 0 | 0 | 0 | 0 | 0 | 0 | 0 | 0 | 0 | 0 | 0 | 0 | 0 | 0 | 0 | 0 | 0 | 0 | 0 | 0 | 0 | 0 | 0 | 0 | 0 | 0 | 0 | 0 | 0 | 0 | 0 | 0 | 0 | 0 | 0 | 0 | 0 | 0 | 0 | 0 | 0 | 0 | 0 | 0 | 0 | 0 | 0 | 0
Load_TR2_F5_37 | customer | 0 | 0 | 0 | 0 | 0 | 0 | 0 | 0 | 0 | 0 | 0 | 0 | 0 | 0 | 0 | 0 | 0 | 0 | 0 | 0 | 0 | 0 | 0 | 0 | 0 | 0 | 0 | 0 | 0 | 0 | 0 | 0 | 0 | 0 | 0 | 0 | 0 | 0 | 0 | 0 | 0 | 0 | 0 | 0 | 0 | 0 | 0 | 0
Load_TR2_F5_38 | prosumer | 0 | 0 | 0 | 0 | 0 | 0 | 0 | 0.0013 | 0.0187 | 0.0872 | 0.173 | 0.2782 | 0.393 | 0.5092 | 0.6247 | 0.7405 | 0.8491 | 0.9512 | 1.0382 | 1.1124 | 1.1775 | 1.2312 | 1.2694 | 1.2861 | 1.2909 | 1.2819 | 1.2514 | 1.205 | 1.1496 | 1.0793 | 1.0047 | 0.9148 | 0.8137 | 0.6915 | 0.5772 | 0.4597 | 0.3461 | 0.2365 | 0.1381 | 0.0402 | 0.0074 | 0 | 0 | 0 | 0 | 0 | 0 | 0
Load_TR2_F5_39 | customer | 0 | 0 | 0 | 0 | 0 | 0 | 0 | 0 | 0 | 0 | 0 | 0 | 0 | 0 | 0 | 0 | 0 | 0 | 0 | 0 | 0 | 0 | 0 | 0 | 0 | 0 | 0 | 0 | 0 | 0 | 0 | 0 | 0 | 0 | 0 | 0 | 0 | 0 | 0 | 0 | 0 | 0 | 0 | 0 | 0 | 0 | 0 | 0
Load_TR2_F5_4 | customer | 0 | 0 | 0 | 0 | 0 | 0 | 0 | 0 | 0 | 0 | 0 | 0 | 0 | 0 | 0 | 0 | 0 | 0 | 0 | 0 | 0 | 0 | 0 | 0 | 0 | 0 | 0 | 0 | 0 | 0 | 0 | 0 | 0 | 0 | 0 | 0 | 0 | 0 | 0 | 0 | 0 | 0 | 0 | 0 | 0 | 0 | 0 | 0
Load_TR2_F5_40 | prosumer | 0 | 0 | 0 | 0 | 0 | 0 | 0 | 0.0017 | 0.0249 | 0.1163 | 0.2307 | 0.3709 | 0.524 | 0.6789 | 0.833 | 0.9873 | 1.1322 | 1.2683 | 1.3843 | 1.4832 | 1.57 | 1.6417 | 1.6925 | 1.7148 | 1.7212 | 1.7092 | 1.6686 | 1.6067 | 1.5328 | 1.4391 | 1.3396 | 1.2198 | 1.0849 | 0.922 | 0.7696 | 0.613 | 0.4615 | 0.3154 | 0.1842 | 0.0536 | 0.0099 | 0 | 0 | 0 | 0 | 0 | 0 | 0
Load_TR2_F5_41 | customer | 0 | 0 | 0 | 0 | 0 | 0 | 0 | 0 | 0 | 0 | 0 | 0 | 0 | 0 | 0 | 0 | 0 | 0 | 0 | 0 | 0 | 0 | 0 | 0 | 0 | 0 | 0 | 0 | 0 | 0 | 0 | 0 | 0 | 0 | 0 | 0 | 0 | 0 | 0 | 0 | 0 | 0 | 0 | 0 | 0 | 0 | 0 | 0
Load_TR2_F5_42 | prosumer | 0 | 0 | 0 | 0 | 0 | 0 | 0 | 0.0013 | 0.0187 | 0.0872 | 0.173 | 0.2782 | 0.393 | 0.5092 | 0.6247 | 0.7405 | 0.8491 | 0.9512 | 1.0382 | 1.1124 | 1.1775 | 1.2312 | 1.2694 | 1.2861 | 1.2909 | 1.2819 | 1.2514 | 1.205 | 1.1496 | 1.0793 | 1.0047 | 0.9148 | 0.8137 | 0.6915 | 0.5772 | 0.4597 | 0.3461 | 0.2365 | 0.1381 | 0.0402 | 0.0074 | 0 | 0 | 0 | 0 | 0 | 0 | 0
Load_TR2_F5_43 | customer | 0 | 0 | 0 | 0 | 0 | 0 | 0 | 0 | 0 | 0 | 0 | 0 | 0 | 0 | 0 | 0 | 0 | 0 | 0 | 0 | 0 | 0 | 0 | 0 | 0 | 0 | 0 | 0 | 0 | 0 | 0 | 0 | 0 | 0 | 0 | 0 | 0 | 0 | 0 | 0 | 0 | 0 | 0 | 0 | 0 | 0 | 0 | 0
Load_TR2_F5_44 | prosumer | 0 | 0 | 0 | 0 | 0 | 0 | 0 | 0.0034 | 0.0497 | 0.2326 | 0.4613 | 0.7419 | 1.0479 | 1.3577 | 1.666 | 1.9746 | 2.2643 | 2.5367 | 2.7686 | 2.9664 | 3.14 | 3.2833 | 3.385 | 3.4296 | 3.4425 | 3.4183 | 3.3372 | 3.2133 | 3.0655 | 2.8782 | 2.6791 | 2.4396 | 2.1698 | 1.8441 | 1.5392 | 1.2259 | 0.9229 | 0.6308 | 0.3683 | 0.1072 | 0.0198 | 0 | 0 | 0 | 0 | 0 | 0 | 0
Load_TR2_F5_45 | customer | 0 | 0 | 0 | 0 | 0 | 0 | 0 | 0 | 0 | 0 | 0 | 0 | 0 | 0 | 0 | 0 | 0 | 0 | 0 | 0 | 0 | 0 | 0 | 0 | 0 | 0 | 0 | 0 | 0 | 0 | 0 | 0 | 0 | 0 | 0 | 0 | 0 | 0 | 0 | 0 | 0 | 0 | 0 | 0 | 0 | 0 | 0 | 0
Load_TR2_F5_46 | customer | 0 | 0 | 0 | 0 | 0 | 0 | 0 | 0 | 0 | 0 | 0 | 0 | 0 | 0 | 0 | 0 | 0 | 0 | 0 | 0 | 0 | 0 | 0 | 0 | 0 | 0 | 0 | 0 | 0 | 0 | 0 | 0 | 0 | 0 | 0 | 0 | 0 | 0 | 0 | 0 | 0 | 0 | 0 | 0 | 0 | 0 | 0 | 0
Load_TR2_F5_47 | customer | 0 | 0 | 0 | 0 | 0 | 0 | 0 | 0 | 0 | 0 | 0 | 0 | 0 | 0 | 0 | 0 | 0 | 0 | 0 | 0 | 0 | 0 | 0 | 0 | 0 | 0 | 0 | 0 | 0 | 0 | 0 | 0 | 0 | 0 | 0 | 0 | 0 | 0 | 0 | 0 | 0 | 0 | 0 | 0 | 0 | 0 | 0 | 0
Load_TR2_F5_48 | prosumer | 0 | 0 | 0 | 0 | 0 | 0 | 0 | 0.0022 | 0.0311 | 0.1454 | 0.2883 | 0.4637 | 0.6549 | 0.8486 | 1.0412 | 1.2341 | 1.4152 | 1.5854 | 1.7304 | 1.854 | 1.9625 | 2.0521 | 2.1156 | 2.1435 | 2.1516 | 2.1365 | 2.0857 | 2.0083 | 1.9159 | 1.7989 | 1.6745 | 1.5247 | 1.3561 | 1.1525 | 0.962 | 0.7662 | 0.5768 | 0.3942 | 0.2302 | 0.067 | 0.0124 | 0 | 0 | 0 | 0 | 0 | 0 | 0
Load_TR2_F5_49 | customer | 0 | 0 | 0 | 0 | 0 | 0 | 0 | 0 | 0 | 0 | 0 | 0 | 0 | 0 | 0 | 0 | 0 | 0 | 0 | 0 | 0 | 0 | 0 | 0 | 0 | 0 | 0 | 0 | 0 | 0 | 0 | 0 | 0 | 0 | 0 | 0 | 0 | 0 | 0 | 0 | 0 | 0 | 0 | 0 | 0 | 0 | 0 | 0
Load_TR2_F5_5 | customer | 0 | 0 | 0 | 0 | 0 | 0 | 0 | 0 | 0 | 0 | 0 | 0 | 0 | 0 | 0 | 0 | 0 | 0 | 0 | 0 | 0 | 0 | 0 | 0 | 0 | 0 | 0 | 0 | 0 | 0 | 0 | 0 | 0 | 0 | 0 | 0 | 0 | 0 | 0 | 0 | 0 | 0 | 0 | 0 | 0 | 0 | 0 | 0
Load_TR2_F5_50 | prosumer | 0 | 0 | 0 | 0 | 0 | 0 | 0 | 0.0034 | 0.0497 | 0.2326 | 0.4613 | 0.7419 | 1.0479 | 1.3577 | 1.666 | 1.9746 | 2.2643 | 2.5367 | 2.7686 | 2.9664 | 3.14 | 3.2833 | 3.385 | 3.4296 | 3.4425 | 3.4183 | 3.3372 | 3.2133 | 3.0655 | 2.8782 | 2.6791 | 2.4396 | 2.1698 | 1.8441 | 1.5392 | 1.2259 | 0.9229 | 0.6308 | 0.3683 | 0.1072 | 0.0198 | 0 | 0 | 0 | 0 | 0 | 0 | 0
Load_TR2_F5_51 | prosumer | 0 | 0 | 0 | 0 | 0 | 0 | 0 | 0.0013 | 0.0187 | 0.0872 | 0.173 | 0.2782 | 0.393 | 0.5092 | 0.6247 | 0.7405 | 0.8491 | 0.9512 | 1.0382 | 1.1124 | 1.1775 | 1.2312 | 1.2694 | 1.2861 | 1.2909 | 1.2819 | 1.2514 | 1.205 | 1.1496 | 1.0793 | 1.0047 | 0.9148 | 0.8137 | 0.6915 | 0.5772 | 0.4597 | 0.3461 | 0.2365 | 0.1381 | 0.0402 | 0.0074 | 0 | 0 | 0 | 0 | 0 | 0 | 0
Load_TR2_F5_52 | customer | 0 | 0 | 0 | 0 | 0 | 0 | 0 | 0 | 0 | 0 | 0 | 0 | 0 | 0 | 0 | 0 | 0 | 0 | 0 | 0 | 0 | 0 | 0 | 0 | 0 | 0 | 0 | 0 | 0 | 0 | 0 | 0 | 0 | 0 | 0 | 0 | 0 | 0 | 0 | 0 | 0 | 0 | 0 | 0 | 0 | 0 | 0 | 0
Load_TR2_F5_53 | prosumer | 0 | 0 | 0 | 0 | 0 | 0 | 0 | 0.0034 | 0.0497 | 0.2326 | 0.4613 | 0.7419 | 1.0479 | 1.3577 | 1.666 | 1.9746 | 2.2643 | 2.5367 | 2.7686 | 2.9664 | 3.14 | 3.2833 | 3.385 | 3.4296 | 3.4425 | 3.4183 | 3.3372 | 3.2133 | 3.0655 | 2.8782 | 2.6791 | 2.4396 | 2.1698 | 1.8441 | 1.5392 | 1.2259 | 0.9229 | 0.6308 | 0.3683 | 0.1072 | 0.0198 | 0 | 0 | 0 | 0 | 0 | 0 | 0
Load_TR2_F5_54 | prosumer | 0 | 0 | 0 | 0 | 0 | 0 | 0 | 0.0034 | 0.0497 | 0.2326 | 0.4613 | 0.7419 | 1.0479 | 1.3577 | 1.666 | 1.9746 | 2.2643 | 2.5367 | 2.7686 | 2.9664 | 3.14 | 3.2833 | 3.385 | 3.4296 | 3.4425 | 3.4183 | 3.3372 | 3.2133 | 3.0655 | 2.8782 | 2.6791 | 2.4396 | 2.1698 | 1.8441 | 1.5392 | 1.2259 | 0.9229 | 0.6308 | 0.3683 | 0.1072 | 0.0198 | 0 | 0 | 0 | 0 | 0 | 0 | 0
Load_TR2_F5_55 | prosumer | 0 | 0 | 0 | 0 | 0 | 0 | 0 | 0.0026 | 0.0373 | 0.1744 | 0.346 | 0.5564 | 0.7859 | 1.0183 | 1.2495 | 1.481 | 1.6982 | 1.9025 | 2.0764 | 2.2248 | 2.355 | 2.4625 | 2.5387 | 2.5722 | 2.5819 | 2.5637 | 2.5029 | 2.41 | 2.2991 | 2.1586 | 2.0093 | 1.8297 | 1.6274 | 1.3831 | 1.1544 | 0.9195 | 0.6922 | 0.4731 | 0.2762 | 0.0804 | 0.0148 | 0 | 0 | 0 | 0 | 0 | 0 | 0
Load_TR2_F5_56 | customer | 0 | 0 | 0 | 0 | 0 | 0 | 0 | 0 | 0 | 0 | 0 | 0 | 0 | 0 | 0 | 0 | 0 | 0 | 0 | 0 | 0 | 0 | 0 | 0 | 0 | 0 | 0 | 0 | 0 | 0 | 0 | 0 | 0 | 0 | 0 | 0 | 0 | 0 | 0 | 0 | 0 | 0 | 0 | 0 | 0 | 0 | 0 | 0
Load_TR2_F5_57 | prosumer | 0 | 0 | 0 | 0 | 0 | 0 | 0 | 0.0017 | 0.0249 | 0.1163 | 0.2307 | 0.3709 | 0.524 | 0.6789 | 0.833 | 0.9873 | 1.1322 | 1.2683 | 1.3843 | 1.4832 | 1.57 | 1.6417 | 1.6925 | 1.7148 | 1.7212 | 1.7092 | 1.6686 | 1.6067 | 1.5328 | 1.4391 | 1.3396 | 1.2198 | 1.0849 | 0.922 | 0.7696 | 0.613 | 0.4615 | 0.3154 | 0.1842 | 0.0536 | 0.0099 | 0 | 0 | 0 | 0 | 0 | 0 | 0
Load_TR2_F5_58 | customer | 0 | 0 | 0 | 0 | 0 | 0 | 0 | 0 | 0 | 0 | 0 | 0 | 0 | 0 | 0 | 0 | 0 | 0 | 0 | 0 | 0 | 0 | 0 | 0 | 0 | 0 | 0 | 0 | 0 | 0 | 0 | 0 | 0 | 0 | 0 | 0 | 0 | 0 | 0 | 0 | 0 | 0 | 0 | 0 | 0 | 0 | 0 | 0
Load_TR2_F5_59 | customer | 0 | 0 | 0 | 0 | 0 | 0 | 0 | 0 | 0 | 0 | 0 | 0 | 0 | 0 | 0 | 0 | 0 | 0 | 0 | 0 | 0 | 0 | 0 | 0 | 0 | 0 | 0 | 0 | 0 | 0 | 0 | 0 | 0 | 0 | 0 | 0 | 0 | 0 | 0 | 0 | 0 | 0 | 0 | 0 | 0 | 0 | 0 | 0
Load_TR2_F5_6 | prosumer | 0 | 0 | 0 | 0 | 0 | 0 | 0 | 0.0034 | 0.0497 | 0.2326 | 0.4613 | 0.7419 | 1.0479 | 1.3577 | 1.666 | 1.9746 | 2.2643 | 2.5367 | 2.7686 | 2.9664 | 3.14 | 3.2833 | 3.385 | 3.4296 | 3.4425 | 3.4183 | 3.3372 | 3.2133 | 3.0655 | 2.8782 | 2.6791 | 2.4396 | 2.1698 | 1.8441 | 1.5392 | 1.2259 | 0.9229 | 0.6308 | 0.3683 | 0.1072 | 0.0198 | 0 | 0 | 0 | 0 | 0 | 0 | 0
Load_TR2_F5_60 | customer | 0 | 0 | 0 | 0 | 0 | 0 | 0 | 0 | 0 | 0 | 0 | 0 | 0 | 0 | 0 | 0 | 0 | 0 | 0 | 0 | 0 | 0 | 0 | 0 | 0 | 0 | 0 | 0 | 0 | 0 | 0 | 0 | 0 | 0 | 0 | 0 | 0 | 0 | 0 | 0 | 0 | 0 | 0 | 0 | 0 | 0 | 0 | 0
Load_TR2_F5_61 | prosumer | 0 | 0 | 0 | 0 | 0 | 0 | 0 | 0.0034 | 0.0497 | 0.2326 | 0.4613 | 0.7419 | 1.0479 | 1.3577 | 1.666 | 1.9746 | 2.2643 | 2.5367 | 2.7686 | 2.9664 | 3.14 | 3.2833 | 3.385 | 3.4296 | 3.4425 | 3.4183 | 3.3372 | 3.2133 | 3.0655 | 2.8782 | 2.6791 | 2.4396 | 2.1698 | 1.8441 | 1.5392 | 1.2259 | 0.9229 | 0.6308 | 0.3683 | 0.1072 | 0.0198 | 0 | 0 | 0 | 0 | 0 | 0 | 0
Load_TR2_F5_62 | customer | 0 | 0 | 0 | 0 | 0 | 0 | 0 | 0 | 0 | 0 | 0 | 0 | 0 | 0 | 0 | 0 | 0 | 0 | 0 | 0 | 0 | 0 | 0 | 0 | 0 | 0 | 0 | 0 | 0 | 0 | 0 | 0 | 0 | 0 | 0 | 0 | 0 | 0 | 0 | 0 | 0 | 0 | 0 | 0 | 0 | 0 | 0 | 0
Load_TR2_F5_63 | prosumer | 0 | 0 | 0 | 0 | 0 | 0 | 0 | 0.0034 | 0.0497 | 0.2326 | 0.4613 | 0.7419 | 1.0479 | 1.3577 | 1.666 | 1.9746 | 2.2643 | 2.5367 | 2.7686 | 2.9664 | 3.14 | 3.2833 | 3.385 | 3.4296 | 3.4425 | 3.4183 | 3.3372 | 3.2133 | 3.0655 | 2.8782 | 2.6791 | 2.4396 | 2.1698 | 1.8441 | 1.5392 | 1.2259 | 0.9229 | 0.6308 | 0.3683 | 0.1072 | 0.0198 | 0 | 0 | 0 | 0 | 0 | 0 | 0
Load_TR2_F5_64 | prosumer | 0 | 0 | 0 | 0 | 0 | 0 | 0 | 0.0034 | 0.0497 | 0.2326 | 0.4613 | 0.7419 | 1.0479 | 1.3577 | 1.666 | 1.9746 | 2.2643 | 2.5367 | 2.7686 | 2.9664 | 3.14 | 3.2833 | 3.385 | 3.4296 | 3.4425 | 3.4183 | 3.3372 | 3.2133 | 3.0655 | 2.8782 | 2.6791 | 2.4396 | 2.1698 | 1.8441 | 1.5392 | 1.2259 | 0.9229 | 0.6308 | 0.3683 | 0.1072 | 0.0198 | 0 | 0 | 0 | 0 | 0 | 0 | 0
Load_TR2_F5_65 | customer | 0 | 0 | 0 | 0 | 0 | 0 | 0 | 0 | 0 | 0 | 0 | 0 | 0 | 0 | 0 | 0 | 0 | 0 | 0 | 0 | 0 | 0 | 0 | 0 | 0 | 0 | 0 | 0 | 0 | 0 | 0 | 0 | 0 | 0 | 0 | 0 | 0 | 0 | 0 | 0 | 0 | 0 | 0 | 0 | 0 | 0 | 0 | 0
Load_TR2_F5_66 | prosumer | 0 | 0 | 0 | 0 | 0 | 0 | 0 | 0.0022 | 0.0311 | 0.1454 | 0.2883 | 0.4637 | 0.6549 | 0.8486 | 1.0412 | 1.2341 | 1.4152 | 1.5854 | 1.7304 | 1.854 | 1.9625 | 2.0521 | 2.1156 | 2.1435 | 2.1516 | 2.1365 | 2.0857 | 2.0083 | 1.9159 | 1.7989 | 1.6745 | 1.5247 | 1.3561 | 1.1525 | 0.962 | 0.7662 | 0.5768 | 0.3942 | 0.2302 | 0.067 | 0.0124 | 0 | 0 | 0 | 0 | 0 | 0 | 0
Load_TR2_F5_67 | prosumer | 0 | 0 | 0 | 0 | 0 | 0 | 0 | 0.0017 | 0.0249 | 0.1163 | 0.2307 | 0.3709 | 0.524 | 0.6789 | 0.833 | 0.9873 | 1.1322 | 1.2683 | 1.3843 | 1.4832 | 1.57 | 1.6417 | 1.6925 | 1.7148 | 1.7212 | 1.7092 | 1.6686 | 1.6067 | 1.5328 | 1.4391 | 1.3396 | 1.2198 | 1.0849 | 0.922 | 0.7696 | 0.613 | 0.4615 | 0.3154 | 0.1842 | 0.0536 | 0.0099 | 0 | 0 | 0 | 0 | 0 | 0 | 0
Load_TR2_F5_68 | customer | 0 | 0 | 0 | 0 | 0 | 0 | 0 | 0 | 0 | 0 | 0 | 0 | 0 | 0 | 0 | 0 | 0 | 0 | 0 | 0 | 0 | 0 | 0 | 0 | 0 | 0 | 0 | 0 | 0 | 0 | 0 | 0 | 0 | 0 | 0 | 0 | 0 | 0 | 0 | 0 | 0 | 0 | 0 | 0 | 0 | 0 | 0 | 0
Load_TR2_F5_7 | prosumer | 0 | 0 | 0 | 0 | 0 | 0 | 0 | 0.0034 | 0.0497 | 0.2326 | 0.4613 | 0.7419 | 1.0479 | 1.3577 | 1.666 | 1.9746 | 2.2643 | 2.5367 | 2.7686 | 2.9664 | 3.14 | 3.2833 | 3.385 | 3.4296 | 3.4425 | 3.4183 | 3.3372 | 3.2133 | 3.0655 | 2.8782 | 2.6791 | 2.4396 | 2.1698 | 1.8441 | 1.5392 | 1.2259 | 0.9229 | 0.6308 | 0.3683 | 0.1072 | 0.0198 | 0 | 0 | 0 | 0 | 0 | 0 | 0
Load_TR2_F5_8 | customer | 0 | 0 | 0 | 0 | 0 | 0 | 0 | 0 | 0 | 0 | 0 | 0 | 0 | 0 | 0 | 0 | 0 | 0 | 0 | 0 | 0 | 0 | 0 | 0 | 0 | 0 | 0 | 0 | 0 | 0 | 0 | 0 | 0 | 0 | 0 | 0 | 0 | 0 | 0 | 0 | 0 | 0 | 0 | 0 | 0 | 0 | 0 | 0
Load_TR2_F5_9 | customer | 0 | 0 | 0 | 0 | 0 | 0 | 0 | 0 | 0 | 0 | 0 | 0 | 0 | 0 | 0 | 0 | 0 | 0 | 0 | 0 | 0 | 0 | 0 | 0 | 0 | 0 | 0 | 0 | 0 | 0 | 0 | 0 | 0 | 0 | 0 | 0 | 0 | 0 | 0 | 0 | 0 | 0 | 0 | 0 | 0 | 0 | 0 | 0
Load_TR2_F6_1 | prosumer | 0 | 0 | 0 | 0 | 0 | 0 | 0 | 0.0026 | 0.0373 | 0.1744 | 0.346 | 0.5564 | 0.7859 | 1.0183 | 1.2495 | 1.481 | 1.6982 | 1.9025 | 2.0764 | 2.2248 | 2.355 | 2.4625 | 2.5387 | 2.5722 | 2.5819 | 2.5637 | 2.5029 | 2.41 | 2.2991 | 2.1586 | 2.0093 | 1.8297 | 1.6274 | 1.3831 | 1.1544 | 0.9195 | 0.6922 | 0.4731 | 0.2762 | 0.0804 | 0.0148 | 0 | 0 | 0 | 0 | 0 | 0 | 0
Load_TR2_F6_10 | prosumer | 0 | 0 | 0 | 0 | 0 | 0 | 0 | 0.0017 | 0.0249 | 0.1163 | 0.2307 | 0.3709 | 0.524 | 0.6789 | 0.833 | 0.9873 | 1.1322 | 1.2683 | 1.3843 | 1.4832 | 1.57 | 1.6417 | 1.6925 | 1.7148 | 1.7212 | 1.7092 | 1.6686 | 1.6067 | 1.5328 | 1.4391 | 1.3396 | 1.2198 | 1.0849 | 0.922 | 0.7696 | 0.613 | 0.4615 | 0.3154 | 0.1842 | 0.0536 | 0.0099 | 0 | 0 | 0 | 0 | 0 | 0 | 0
Load_TR2_F6_11 | prosumer | 0 | 0 | 0 | 0 | 0 | 0 | 0 | 0.0034 | 0.0497 | 0.2326 | 0.4613 | 0.7419 | 1.0479 | 1.3577 | 1.666 | 1.9746 | 2.2643 | 2.5367 | 2.7686 | 2.9664 | 3.14 | 3.2833 | 3.385 | 3.4296 | 3.4425 | 3.4183 | 3.3372 | 3.2133 | 3.0655 | 2.8782 | 2.6791 | 2.4396 | 2.1698 | 1.8441 | 1.5392 | 1.2259 | 0.9229 | 0.6308 | 0.3683 | 0.1072 | 0.0198 | 0 | 0 | 0 | 0 | 0 | 0 | 0
Load_TR2_F6_12 | prosumer | 0 | 0 | 0 | 0 | 0 | 0 | 0 | 0.0034 | 0.0497 | 0.2326 | 0.4613 | 0.7419 | 1.0479 | 1.3577 | 1.666 | 1.9746 | 2.2643 | 2.5367 | 2.7686 | 2.9664 | 3.14 | 3.2833 | 3.385 | 3.4296 | 3.4425 | 3.4183 | 3.3372 | 3.2133 | 3.0655 | 2.8782 | 2.6791 | 2.4396 | 2.1698 | 1.8441 | 1.5392 | 1.2259 | 0.9229 | 0.6308 | 0.3683 | 0.1072 | 0.0198 | 0 | 0 | 0 | 0 | 0 | 0 | 0
Load_TR2_F6_13 | prosumer | 0 | 0 | 0 | 0 | 0 | 0 | 0 | 0.0026 | 0.0373 | 0.1744 | 0.346 | 0.5564 | 0.7859 | 1.0183 | 1.2495 | 1.481 | 1.6982 | 1.9025 | 2.0764 | 2.2248 | 2.355 | 2.4625 | 2.5387 | 2.5722 | 2.5819 | 2.5637 | 2.5029 | 2.41 | 2.2991 | 2.1586 | 2.0093 | 1.8297 | 1.6274 | 1.3831 | 1.1544 | 0.9195 | 0.6922 | 0.4731 | 0.2762 | 0.0804 | 0.0148 | 0 | 0 | 0 | 0 | 0 | 0 | 0
Load_TR2_F6_14 | prosumer | 0 | 0 | 0 | 0 | 0 | 0 | 0 | 0.0026 | 0.0373 | 0.1744 | 0.346 | 0.5564 | 0.7859 | 1.0183 | 1.2495 | 1.481 | 1.6982 | 1.9025 | 2.0764 | 2.2248 | 2.355 | 2.4625 | 2.5387 | 2.5722 | 2.5819 | 2.5637 | 2.5029 | 2.41 | 2.2991 | 2.1586 | 2.0093 | 1.8297 | 1.6274 | 1.3831 | 1.1544 | 0.9195 | 0.6922 | 0.4731 | 0.2762 | 0.0804 | 0.0148 | 0 | 0 | 0 | 0 | 0 | 0 | 0
Load_TR2_F6_15 | prosumer | 0 | 0 | 0 | 0 | 0 | 0 | 0 | 0.0022 | 0.0311 | 0.1454 | 0.2883 | 0.4637 | 0.6549 | 0.8486 | 1.0412 | 1.2341 | 1.4152 | 1.5854 | 1.7304 | 1.854 | 1.9625 | 2.0521 | 2.1156 | 2.1435 | 2.1516 | 2.1365 | 2.0857 | 2.0083 | 1.9159 | 1.7989 | 1.6745 | 1.5247 | 1.3561 | 1.1525 | 0.962 | 0.7662 | 0.5768 | 0.3942 | 0.2302 | 0.067 | 0.0124 | 0 | 0 | 0 | 0 | 0 | 0 | 0
Load_TR2_F6_16 | prosumer | 0 | 0 | 0 | 0 | 0 | 0 | 0 | 0.003 | 0.0435 | 0.2035 | 0.4037 | 0.6491 | 0.9169 | 1.188 | 1.4577 | 1.7278 | 1.9813 | 2.2196 | 2.4225 | 2.5956 | 2.7475 | 2.8729 | 2.9619 | 3.0009 | 3.0122 | 2.991 | 2.92 | 2.8117 | 2.6823 | 2.5184 | 2.3442 | 2.1346 | 1.8986 | 1.6136 | 1.3468 | 1.0727 | 0.8076 | 0.5519 | 0.3223 | 0.0938 | 0.0173 | 0 | 0 | 0 | 0 | 0 | 0 | 0
Load_TR2_F6_17 | prosumer | 0 | 0 | 0 | 0 | 0 | 0 | 0 | 0.0026 | 0.0373 | 0.1744 | 0.346 | 0.5564 | 0.7859 | 1.0183 | 1.2495 | 1.481 | 1.6982 | 1.9025 | 2.0764 | 2.2248 | 2.355 | 2.4625 | 2.5387 | 2.5722 | 2.5819 | 2.5637 | 2.5029 | 2.41 | 2.2991 | 2.1586 | 2.0093 | 1.8297 | 1.6274 | 1.3831 | 1.1544 | 0.9195 | 0.6922 | 0.4731 | 0.2762 | 0.0804 | 0.0148 | 0 | 0 | 0 | 0 | 0 | 0 | 0
Load_TR2_F6_18 | prosumer | 0 | 0 | 0 | 0 | 0 | 0 | 0 | 0.0034 | 0.0497 | 0.2326 | 0.4613 | 0.7419 | 1.0479 | 1.3577 | 1.666 | 1.9746 | 2.2643 | 2.5367 | 2.7686 | 2.9664 | 3.14 | 3.2833 | 3.385 | 3.4296 | 3.4425 | 3.4183 | 3.3372 | 3.2133 | 3.0655 | 2.8782 | 2.6791 | 2.4396 | 2.1698 | 1.8441 | 1.5392 | 1.2259 | 0.9229 | 0.6308 | 0.3683 | 0.1072 | 0.0198 | 0 | 0 | 0 | 0 | 0 | 0 | 0
Load_TR2_F6_19 | prosumer | 0 | 0 | 0 | 0 | 0 | 0 | 0 | 0.003 | 0.0435 | 0.2035 | 0.4037 | 0.6491 | 0.9169 | 1.188 | 1.4577 | 1.7278 | 1.9813 | 2.2196 | 2.4225 | 2.5956 | 2.7475 | 2.8729 | 2.9619 | 3.0009 | 3.0122 | 2.991 | 2.92 | 2.8117 | 2.6823 | 2.5184 | 2.3442 | 2.1346 | 1.8986 | 1.6136 | 1.3468 | 1.0727 | 0.8076 | 0.5519 | 0.3223 | 0.0938 | 0.0173 | 0 | 0 | 0 | 0 | 0 | 0 | 0
Load_TR2_F6_2 | customer | 0 | 0 | 0 | 0 | 0 | 0 | 0 | 0 | 0 | 0 | 0 | 0 | 0 | 0 | 0 | 0 | 0 | 0 | 0 | 0 | 0 | 0 | 0 | 0 | 0 | 0 | 0 | 0 | 0 | 0 | 0 | 0 | 0 | 0 | 0 | 0 | 0 | 0 | 0 | 0 | 0 | 0 | 0 | 0 | 0 | 0 | 0 | 0
Load_TR2_F6_20 | prosumer | 0 | 0 | 0 | 0 | 0 | 0 | 0 | 0.003 | 0.0435 | 0.2035 | 0.4037 | 0.6491 | 0.9169 | 1.188 | 1.4577 | 1.7278 | 1.9813 | 2.2196 | 2.4225 | 2.5956 | 2.7475 | 2.8729 | 2.9619 | 3.0009 | 3.0122 | 2.991 | 2.92 | 2.8117 | 2.6823 | 2.5184 | 2.3442 | 2.1346 | 1.8986 | 1.6136 | 1.3468 | 1.0727 | 0.8076 | 0.5519 | 0.3223 | 0.0938 | 0.0173 | 0 | 0 | 0 | 0 | 0 | 0 | 0
Load_TR2_F6_21 | prosumer | 0 | 0 | 0 | 0 | 0 | 0 | 0 | 0.0034 | 0.0497 | 0.2326 | 0.4613 | 0.7419 | 1.0479 | 1.3577 | 1.666 | 1.9746 | 2.2643 | 2.5367 | 2.7686 | 2.9664 | 3.14 | 3.2833 | 3.385 | 3.4296 | 3.4425 | 3.4183 | 3.3372 | 3.2133 | 3.0655 | 2.8782 | 2.6791 | 2.4396 | 2.1698 | 1.8441 | 1.5392 | 1.2259 | 0.9229 | 0.6308 | 0.3683 | 0.1072 | 0.0198 | 0 | 0 | 0 | 0 | 0 | 0 | 0
Load_TR2_F6_22 | prosumer | 0 | 0 | 0 | 0 | 0 | 0 | 0 | 0.003 | 0.0435 | 0.2035 | 0.4037 | 0.6491 | 0.9169 | 1.188 | 1.4577 | 1.7278 | 1.9813 | 2.2196 | 2.4225 | 2.5956 | 2.7475 | 2.8729 | 2.9619 | 3.0009 | 3.0122 | 2.991 | 2.92 | 2.8117 | 2.6823 | 2.5184 | 2.3442 | 2.1346 | 1.8986 | 1.6136 | 1.3468 | 1.0727 | 0.8076 | 0.5519 | 0.3223 | 0.0938 | 0.0173 | 0 | 0 | 0 | 0 | 0 | 0 | 0
Load_TR2_F6_23 | prosumer | 0 | 0 | 0 | 0 | 0 | 0 | 0 | 0.0034 | 0.0497 | 0.2326 | 0.4613 | 0.7419 | 1.0479 | 1.3577 | 1.666 | 1.9746 | 2.2643 | 2.5367 | 2.7686 | 2.9664 | 3.14 | 3.2833 | 3.385 | 3.4296 | 3.4425 | 3.4183 | 3.3372 | 3.2133 | 3.0655 | 2.8782 | 2.6791 | 2.4396 | 2.1698 | 1.8441 | 1.5392 | 1.2259 | 0.9229 | 0.6308 | 0.3683 | 0.1072 | 0.0198 | 0 | 0 | 0 | 0 | 0 | 0 | 0
Load_TR2_F6_24 | prosumer | 0 | 0 | 0 | 0 | 0 | 0 | 0 | 0.0022 | 0.0311 | 0.1454 | 0.2883 | 0.4637 | 0.6549 | 0.8486 | 1.0412 | 1.2341 | 1.4152 | 1.5854 | 1.7304 | 1.854 | 1.9625 | 2.0521 | 2.1156 | 2.1435 | 2.1516 | 2.1365 | 2.0857 | 2.0083 | 1.9159 | 1.7989 | 1.6745 | 1.5247 | 1.3561 | 1.1525 | 0.962 | 0.7662 | 0.5768 | 0.3942 | 0.2302 | 0.067 | 0.0124 | 0 | 0 | 0 | 0 | 0 | 0 | 0
Load_TR2_F6_25 | prosumer | 0 | 0 | 0 | 0 | 0 | 0 | 0 | 0.0017 | 0.0249 | 0.1163 | 0.2307 | 0.3709 | 0.524 | 0.6789 | 0.833 | 0.9873 | 1.1322 | 1.2683 | 1.3843 | 1.4832 | 1.57 | 1.6417 | 1.6925 | 1.7148 | 1.7212 | 1.7092 | 1.6686 | 1.6067 | 1.5328 | 1.4391 | 1.3396 | 1.2198 | 1.0849 | 0.922 | 0.7696 | 0.613 | 0.4615 | 0.3154 | 0.1842 | 0.0536 | 0.0099 | 0 | 0 | 0 | 0 | 0 | 0 | 0
Load_TR2_F6_26 | prosumer | 0 | 0 | 0 | 0 | 0 | 0 | 0 | 0.0026 | 0.0373 | 0.1744 | 0.346 | 0.5564 | 0.7859 | 1.0183 | 1.2495 | 1.481 | 1.6982 | 1.9025 | 2.0764 | 2.2248 | 2.355 | 2.4625 | 2.5387 | 2.5722 | 2.5819 | 2.5637 | 2.5029 | 2.41 | 2.2991 | 2.1586 | 2.0093 | 1.8297 | 1.6274 | 1.3831 | 1.1544 | 0.9195 | 0.6922 | 0.4731 | 0.2762 | 0.0804 | 0.0148 | 0 | 0 | 0 | 0 | 0 | 0 | 0
Load_TR2_F6_27 | prosumer | 0 | 0 | 0 | 0 | 0 | 0 | 0 | 0.0013 | 0.0187 | 0.0872 | 0.173 | 0.2782 | 0.393 | 0.5092 | 0.6247 | 0.7405 | 0.8491 | 0.9512 | 1.0382 | 1.1124 | 1.1775 | 1.2312 | 1.2694 | 1.2861 | 1.2909 | 1.2819 | 1.2514 | 1.205 | 1.1496 | 1.0793 | 1.0047 | 0.9148 | 0.8137 | 0.6915 | 0.5772 | 0.4597 | 0.3461 | 0.2365 | 0.1381 | 0.0402 | 0.0074 | 0 | 0 | 0 | 0 | 0 | 0 | 0
Load_TR2_F6_28 | prosumer | 0 | 0 | 0 | 0 | 0 | 0 | 0 | 0.0034 | 0.0497 | 0.2326 | 0.4613 | 0.7419 | 1.0479 | 1.3577 | 1.666 | 1.9746 | 2.2643 | 2.5367 | 2.7686 | 2.9664 | 3.14 | 3.2833 | 3.385 | 3.4296 | 3.4425 | 3.4183 | 3.3372 | 3.2133 | 3.0655 | 2.8782 | 2.6791 | 2.4396 | 2.1698 | 1.8441 | 1.5392 | 1.2259 | 0.9229 | 0.6308 | 0.3683 | 0.1072 | 0.0198 | 0 | 0 | 0 | 0 | 0 | 0 | 0
Load_TR2_F6_29 | prosumer | 0 | 0 | 0 | 0 | 0 | 0 | 0 | 0.0026 | 0.0373 | 0.1744 | 0.346 | 0.5564 | 0.7859 | 1.0183 | 1.2495 | 1.481 | 1.6982 | 1.9025 | 2.0764 | 2.2248 | 2.355 | 2.4625 | 2.5387 | 2.5722 | 2.5819 | 2.5637 | 2.5029 | 2.41 | 2.2991 | 2.1586 | 2.0093 | 1.8297 | 1.6274 | 1.3831 | 1.1544 | 0.9195 | 0.6922 | 0.4731 | 0.2762 | 0.0804 | 0.0148 | 0 | 0 | 0 | 0 | 0 | 0 | 0
Load_TR2_F6_3 | customer | 0 | 0 | 0 | 0 | 0 | 0 | 0 | 0 | 0 | 0 | 0 | 0 | 0 | 0 | 0 | 0 | 0 | 0 | 0 | 0 | 0 | 0 | 0 | 0 | 0 | 0 | 0 | 0 | 0 | 0 | 0 | 0 | 0 | 0 | 0 | 0 | 0 | 0 | 0 | 0 | 0 | 0 | 0 | 0 | 0 | 0 | 0 | 0
Load_TR2_F6_30 | prosumer | 0 | 0 | 0 | 0 | 0 | 0 | 0 | 0.0022 | 0.0311 | 0.1454 | 0.2883 | 0.4637 | 0.6549 | 0.8486 | 1.0412 | 1.2341 | 1.4152 | 1.5854 | 1.7304 | 1.854 | 1.9625 | 2.0521 | 2.1156 | 2.1435 | 2.1516 | 2.1365 | 2.0857 | 2.0083 | 1.9159 | 1.7989 | 1.6745 | 1.5247 | 1.3561 | 1.1525 | 0.962 | 0.7662 | 0.5768 | 0.3942 | 0.2302 | 0.067 | 0.0124 | 0 | 0 | 0 | 0 | 0 | 0 | 0
Load_TR2_F6_31 | prosumer | 0 | 0 | 0 | 0 | 0 | 0 | 0 | 0.0034 | 0.0497 | 0.2326 | 0.4613 | 0.7419 | 1.0479 | 1.3577 | 1.666 | 1.9746 | 2.2643 | 2.5367 | 2.7686 | 2.9664 | 3.14 | 3.2833 | 3.385 | 3.4296 | 3.4425 | 3.4183 | 3.3372 | 3.2133 | 3.0655 | 2.8782 | 2.6791 | 2.4396 | 2.1698 | 1.8441 | 1.5392 | 1.2259 | 0.9229 | 0.6308 | 0.3683 | 0.1072 | 0.0198 | 0 | 0 | 0 | 0 | 0 | 0 | 0
Load_TR2_F6_32 | prosumer | 0 | 0 | 0 | 0 | 0 | 0 | 0 | 0.003 | 0.0435 | 0.2035 | 0.4037 | 0.6491 | 0.9169 | 1.188 | 1.4577 | 1.7278 | 1.9813 | 2.2196 | 2.4225 | 2.5956 | 2.7475 | 2.8729 | 2.9619 | 3.0009 | 3.0122 | 2.991 | 2.92 | 2.8117 | 2.6823 | 2.5184 | 2.3442 | 2.1346 | 1.8986 | 1.6136 | 1.3468 | 1.0727 | 0.8076 | 0.5519 | 0.3223 | 0.0938 | 0.0173 | 0 | 0 | 0 | 0 | 0 | 0 | 0
Load_TR2_F6_33 | prosumer | 0 | 0 | 0 | 0 | 0 | 0 | 0 | 0.0034 | 0.0497 | 0.2326 | 0.4613 | 0.7419 | 1.0479 | 1.3577 | 1.666 | 1.9746 | 2.2643 | 2.5367 | 2.7686 | 2.9664 | 3.14 | 3.2833 | 3.385 | 3.4296 | 3.4425 | 3.4183 | 3.3372 | 3.2133 | 3.0655 | 2.8782 | 2.6791 | 2.4396 | 2.1698 | 1.8441 | 1.5392 | 1.2259 | 0.9229 | 0.6308 | 0.3683 | 0.1072 | 0.0198 | 0 | 0 | 0 | 0 | 0 | 0 | 0
Load_TR2_F6_34 | prosumer | 0 | 0 | 0 | 0 | 0 | 0 | 0 | 0.0034 | 0.0497 | 0.2326 | 0.4613 | 0.7419 | 1.0479 | 1.3577 | 1.666 | 1.9746 | 2.2643 | 2.5367 | 2.7686 | 2.9664 | 3.14 | 3.2833 | 3.385 | 3.4296 | 3.4425 | 3.4183 | 3.3372 | 3.2133 | 3.0655 | 2.8782 | 2.6791 | 2.4396 | 2.1698 | 1.8441 | 1.5392 | 1.2259 | 0.9229 | 0.6308 | 0.3683 | 0.1072 | 0.0198 | 0 | 0 | 0 | 0 | 0 | 0 | 0
Load_TR2_F6_35 | customer | 0 | 0 | 0 | 0 | 0 | 0 | 0 | 0 | 0 | 0 | 0 | 0 | 0 | 0 | 0 | 0 | 0 | 0 | 0 | 0 | 0 | 0 | 0 | 0 | 0 | 0 | 0 | 0 | 0 | 0 | 0 | 0 | 0 | 0 | 0 | 0 | 0 | 0 | 0 | 0 | 0 | 0 | 0 | 0 | 0 | 0 | 0 | 0
Load_TR2_F6_36 | prosumer | 0 | 0 | 0 | 0 | 0 | 0 | 0 | 0.0022 | 0.0311 | 0.1454 | 0.2883 | 0.4637 | 0.6549 | 0.8486 | 1.0412 | 1.2341 | 1.4152 | 1.5854 | 1.7304 | 1.854 | 1.9625 | 2.0521 | 2.1156 | 2.1435 | 2.1516 | 2.1365 | 2.0857 | 2.0083 | 1.9159 | 1.7989 | 1.6745 | 1.5247 | 1.3561 | 1.1525 | 0.962 | 0.7662 | 0.5768 | 0.3942 | 0.2302 | 0.067 | 0.0124 | 0 | 0 | 0 | 0 | 0 | 0 | 0
Load_TR2_F6_37 | customer | 0 | 0 | 0 | 0 | 0 | 0 | 0 | 0 | 0 | 0 | 0 | 0 | 0 | 0 | 0 | 0 | 0 | 0 | 0 | 0 | 0 | 0 | 0 | 0 | 0 | 0 | 0 | 0 | 0 | 0 | 0 | 0 | 0 | 0 | 0 | 0 | 0 | 0 | 0 | 0 | 0 | 0 | 0 | 0 | 0 | 0 | 0 | 0
Load_TR2_F6_38 | prosumer | 0 | 0 | 0 | 0 | 0 | 0 | 0 | 0.0034 | 0.0497 | 0.2326 | 0.4613 | 0.7419 | 1.0479 | 1.3577 | 1.666 | 1.9746 | 2.2643 | 2.5367 | 2.7686 | 2.9664 | 3.14 | 3.2833 | 3.385 | 3.4296 | 3.4425 | 3.4183 | 3.3372 | 3.2133 | 3.0655 | 2.8782 | 2.6791 | 2.4396 | 2.1698 | 1.8441 | 1.5392 | 1.2259 | 0.9229 | 0.6308 | 0.3683 | 0.1072 | 0.0198 | 0 | 0 | 0 | 0 | 0 | 0 | 0
Load_TR2_F6_39 | prosumer | 0 | 0 | 0 | 0 | 0 | 0 | 0 | 0.0017 | 0.0249 | 0.1163 | 0.2307 | 0.3709 | 0.524 | 0.6789 | 0.833 | 0.9873 | 1.1322 | 1.2683 | 1.3843 | 1.4832 | 1.57 | 1.6417 | 1.6925 | 1.7148 | 1.7212 | 1.7092 | 1.6686 | 1.6067 | 1.5328 | 1.4391 | 1.3396 | 1.2198 | 1.0849 | 0.922 | 0.7696 | 0.613 | 0.4615 | 0.3154 | 0.1842 | 0.0536 | 0.0099 | 0 | 0 | 0 | 0 | 0 | 0 | 0
Load_TR2_F6_4 | customer | 0 | 0 | 0 | 0 | 0 | 0 | 0 | 0 | 0 | 0 | 0 | 0 | 0 | 0 | 0 | 0 | 0 | 0 | 0 | 0 | 0 | 0 | 0 | 0 | 0 | 0 | 0 | 0 | 0 | 0 | 0 | 0 | 0 | 0 | 0 | 0 | 0 | 0 | 0 | 0 | 0 | 0 | 0 | 0 | 0 | 0 | 0 | 0
Load_TR2_F6_40 | prosumer | 0 | 0 | 0 | 0 | 0 | 0 | 0 | 0.0017 | 0.0249 | 0.1163 | 0.2307 | 0.3709 | 0.524 | 0.6789 | 0.833 | 0.9873 | 1.1322 | 1.2683 | 1.3843 | 1.4832 | 1.57 | 1.6417 | 1.6925 | 1.7148 | 1.7212 | 1.7092 | 1.6686 | 1.6067 | 1.5328 | 1.4391 | 1.3396 | 1.2198 | 1.0849 | 0.922 | 0.7696 | 0.613 | 0.4615 | 0.3154 | 0.1842 | 0.0536 | 0.0099 | 0 | 0 | 0 | 0 | 0 | 0 | 0
Load_TR2_F6_41 | customer | 0 | 0 | 0 | 0 | 0 | 0 | 0 | 0 | 0 | 0 | 0 | 0 | 0 | 0 | 0 | 0 | 0 | 0 | 0 | 0 | 0 | 0 | 0 | 0 | 0 | 0 | 0 | 0 | 0 | 0 | 0 | 0 | 0 | 0 | 0 | 0 | 0 | 0 | 0 | 0 | 0 | 0 | 0 | 0 | 0 | 0 | 0 | 0
Load_TR2_F6_42 | prosumer | 0 | 0 | 0 | 0 | 0 | 0 | 0 | 0.0026 | 0.0373 | 0.1744 | 0.346 | 0.5564 | 0.7859 | 1.0183 | 1.2495 | 1.481 | 1.6982 | 1.9025 | 2.0764 | 2.2248 | 2.355 | 2.4625 | 2.5387 | 2.5722 | 2.5819 | 2.5637 | 2.5029 | 2.41 | 2.2991 | 2.1586 | 2.0093 | 1.8297 | 1.6274 | 1.3831 | 1.1544 | 0.9195 | 0.6922 | 0.4731 | 0.2762 | 0.0804 | 0.0148 | 0 | 0 | 0 | 0 | 0 | 0 | 0
Load_TR2_F6_43 | prosumer | 0 | 0 | 0 | 0 | 0 | 0 | 0 | 0.003 | 0.0435 | 0.2035 | 0.4037 | 0.6491 | 0.9169 | 1.188 | 1.4577 | 1.7278 | 1.9813 | 2.2196 | 2.4225 | 2.5956 | 2.7475 | 2.8729 | 2.9619 | 3.0009 | 3.0122 | 2.991 | 2.92 | 2.8117 | 2.6823 | 2.5184 | 2.3442 | 2.1346 | 1.8986 | 1.6136 | 1.3468 | 1.0727 | 0.8076 | 0.5519 | 0.3223 | 0.0938 | 0.0173 | 0 | 0 | 0 | 0 | 0 | 0 | 0
Load_TR2_F6_44 | customer | 0 | 0 | 0 | 0 | 0 | 0 | 0 | 0 | 0 | 0 | 0 | 0 | 0 | 0 | 0 | 0 | 0 | 0 | 0 | 0 | 0 | 0 | 0 | 0 | 0 | 0 | 0 | 0 | 0 | 0 | 0 | 0 | 0 | 0 | 0 | 0 | 0 | 0 | 0 | 0 | 0 | 0 | 0 | 0 | 0 | 0 | 0 | 0
Load_TR2_F6_45 | customer | 0 | 0 | 0 | 0 | 0 | 0 | 0 | 0 | 0 | 0 | 0 | 0 | 0 | 0 | 0 | 0 | 0 | 0 | 0 | 0 | 0 | 0 | 0 | 0 | 0 | 0 | 0 | 0 | 0 | 0 | 0 | 0 | 0 | 0 | 0 | 0 | 0 | 0 | 0 | 0 | 0 | 0 | 0 | 0 | 0 | 0 | 0 | 0
Load_TR2_F6_46 | prosumer | 0 | 0 | 0 | 0 | 0 | 0 | 0 | 0.0026 | 0.0373 | 0.1744 | 0.346 | 0.5564 | 0.7859 | 1.0183 | 1.2495 | 1.481 | 1.6982 | 1.9025 | 2.0764 | 2.2248 | 2.355 | 2.4625 | 2.5387 | 2.5722 | 2.5819 | 2.5637 | 2.5029 | 2.41 | 2.2991 | 2.1586 | 2.0093 | 1.8297 | 1.6274 | 1.3831 | 1.1544 | 0.9195 | 0.6922 | 0.4731 | 0.2762 | 0.0804 | 0.0148 | 0 | 0 | 0 | 0 | 0 | 0 | 0
Load_TR2_F6_47 | customer | 0 | 0 | 0 | 0 | 0 | 0 | 0 | 0 | 0 | 0 | 0 | 0 | 0 | 0 | 0 | 0 | 0 | 0 | 0 | 0 | 0 | 0 | 0 | 0 | 0 | 0 | 0 | 0 | 0 | 0 | 0 | 0 | 0 | 0 | 0 | 0 | 0 | 0 | 0 | 0 | 0 | 0 | 0 | 0 | 0 | 0 | 0 | 0
Load_TR2_F6_48 | prosumer | 0 | 0 | 0 | 0 | 0 | 0 | 0 | 0.003 | 0.0435 | 0.2035 | 0.4037 | 0.6491 | 0.9169 | 1.188 | 1.4577 | 1.7278 | 1.9813 | 2.2196 | 2.4225 | 2.5956 | 2.7475 | 2.8729 | 2.9619 | 3.0009 | 3.0122 | 2.991 | 2.92 | 2.8117 | 2.6823 | 2.5184 | 2.3442 | 2.1346 | 1.8986 | 1.6136 | 1.3468 | 1.0727 | 0.8076 | 0.5519 | 0.3223 | 0.0938 | 0.0173 | 0 | 0 | 0 | 0 | 0 | 0 | 0
Load_TR2_F6_49 | customer | 0 | 0 | 0 | 0 | 0 | 0 | 0 | 0 | 0 | 0 | 0 | 0 | 0 | 0 | 0 | 0 | 0 | 0 | 0 | 0 | 0 | 0 | 0 | 0 | 0 | 0 | 0 | 0 | 0 | 0 | 0 | 0 | 0 | 0 | 0 | 0 | 0 | 0 | 0 | 0 | 0 | 0 | 0 | 0 | 0 | 0 | 0 | 0
Load_TR2_F6_5 | prosumer | 0 | 0 | 0 | 0 | 0 | 0 | 0 | 0.0022 | 0.0311 | 0.1454 | 0.2883 | 0.4637 | 0.6549 | 0.8486 | 1.0412 | 1.2341 | 1.4152 | 1.5854 | 1.7304 | 1.854 | 1.9625 | 2.0521 | 2.1156 | 2.1435 | 2.1516 | 2.1365 | 2.0857 | 2.0083 | 1.9159 | 1.7989 | 1.6745 | 1.5247 | 1.3561 | 1.1525 | 0.962 | 0.7662 | 0.5768 | 0.3942 | 0.2302 | 0.067 | 0.0124 | 0 | 0 | 0 | 0 | 0 | 0 | 0
Load_TR2_F6_50 | prosumer | 0 | 0 | 0 | 0 | 0 | 0 | 0 | 0.0034 | 0.0497 | 0.2326 | 0.4613 | 0.7419 | 1.0479 | 1.3577 | 1.666 | 1.9746 | 2.2643 | 2.5367 | 2.7686 | 2.9664 | 3.14 | 3.2833 | 3.385 | 3.4296 | 3.4425 | 3.4183 | 3.3372 | 3.2133 | 3.0655 | 2.8782 | 2.6791 | 2.4396 | 2.1698 | 1.8441 | 1.5392 | 1.2259 | 0.9229 | 0.6308 | 0.3683 | 0.1072 | 0.0198 | 0 | 0 | 0 | 0 | 0 | 0 | 0
Load_TR2_F6_51 | prosumer | 0 | 0 | 0 | 0 | 0 | 0 | 0 | 0.0034 | 0.0497 | 0.2326 | 0.4613 | 0.7419 | 1.0479 | 1.3577 | 1.666 | 1.9746 | 2.2643 | 2.5367 | 2.7686 | 2.9664 | 3.14 | 3.2833 | 3.385 | 3.4296 | 3.4425 | 3.4183 | 3.3372 | 3.2133 | 3.0655 | 2.8782 | 2.6791 | 2.4396 | 2.1698 | 1.8441 | 1.5392 | 1.2259 | 0.9229 | 0.6308 | 0.3683 | 0.1072 | 0.0198 | 0 | 0 | 0 | 0 | 0 | 0 | 0
Load_TR2_F6_52 | prosumer | 0 | 0 | 0 | 0 | 0 | 0 | 0 | 0.0022 | 0.0311 | 0.1454 | 0.2883 | 0.4637 | 0.6549 | 0.8486 | 1.0412 | 1.2341 | 1.4152 | 1.5854 | 1.7304 | 1.854 | 1.9625 | 2.0521 | 2.1156 | 2.1435 | 2.1516 | 2.1365 | 2.0857 | 2.0083 | 1.9159 | 1.7989 | 1.6745 | 1.5247 | 1.3561 | 1.1525 | 0.962 | 0.7662 | 0.5768 | 0.3942 | 0.2302 | 0.067 | 0.0124 | 0 | 0 | 0 | 0 | 0 | 0 | 0
Load_TR2_F6_53 | customer | 0 | 0 | 0 | 0 | 0 | 0 | 0 | 0 | 0 | 0 | 0 | 0 | 0 | 0 | 0 | 0 | 0 | 0 | 0 | 0 | 0 | 0 | 0 | 0 | 0 | 0 | 0 | 0 | 0 | 0 | 0 | 0 | 0 | 0 | 0 | 0 | 0 | 0 | 0 | 0 | 0 | 0 | 0 | 0 | 0 | 0 | 0 | 0
Load_TR2_F6_54 | customer | 0 | 0 | 0 | 0 | 0 | 0 | 0 | 0 | 0 | 0 | 0 | 0 | 0 | 0 | 0 | 0 | 0 | 0 | 0 | 0 | 0 | 0 | 0 | 0 | 0 | 0 | 0 | 0 | 0 | 0 | 0 | 0 | 0 | 0 | 0 | 0 | 0 | 0 | 0 | 0 | 0 | 0 | 0 | 0 | 0 | 0 | 0 | 0
Load_TR2_F6_55 | prosumer | 0 | 0 | 0 | 0 | 0 | 0 | 0 | 0.0017 | 0.0249 | 0.1163 | 0.2307 | 0.3709 | 0.524 | 0.6789 | 0.833 | 0.9873 | 1.1322 | 1.2683 | 1.3843 | 1.4832 | 1.57 | 1.6417 | 1.6925 | 1.7148 | 1.7212 | 1.7092 | 1.6686 | 1.6067 | 1.5328 | 1.4391 | 1.3396 | 1.2198 | 1.0849 | 0.922 | 0.7696 | 0.613 | 0.4615 | 0.3154 | 0.1842 | 0.0536 | 0.0099 | 0 | 0 | 0 | 0 | 0 | 0 | 0
Load_TR2_F6_56 | customer | 0 | 0 | 0 | 0 | 0 | 0 | 0 | 0 | 0 | 0 | 0 | 0 | 0 | 0 | 0 | 0 | 0 | 0 | 0 | 0 | 0 | 0 | 0 | 0 | 0 | 0 | 0 | 0 | 0 | 0 | 0 | 0 | 0 | 0 | 0 | 0 | 0 | 0 | 0 | 0 | 0 | 0 | 0 | 0 | 0 | 0 | 0 | 0
Load_TR2_F6_57 | prosumer | 0 | 0 | 0 | 0 | 0 | 0 | 0 | 0.003 | 0.0435 | 0.2035 | 0.4037 | 0.6491 | 0.9169 | 1.188 | 1.4577 | 1.7278 | 1.9813 | 2.2196 | 2.4225 | 2.5956 | 2.7475 | 2.8729 | 2.9619 | 3.0009 | 3.0122 | 2.991 | 2.92 | 2.8117 | 2.6823 | 2.5184 | 2.3442 | 2.1346 | 1.8986 | 1.6136 | 1.3468 | 1.0727 | 0.8076 | 0.5519 | 0.3223 | 0.0938 | 0.0173 | 0 | 0 | 0 | 0 | 0 | 0 | 0
Load_TR2_F6_58 | prosumer | 0 | 0 | 0 | 0 | 0 | 0 | 0 | 0.0022 | 0.0311 | 0.1454 | 0.2883 | 0.4637 | 0.6549 | 0.8486 | 1.0412 | 1.2341 | 1.4152 | 1.5854 | 1.7304 | 1.854 | 1.9625 | 2.0521 | 2.1156 | 2.1435 | 2.1516 | 2.1365 | 2.0857 | 2.0083 | 1.9159 | 1.7989 | 1.6745 | 1.5247 | 1.3561 | 1.1525 | 0.962 | 0.7662 | 0.5768 | 0.3942 | 0.2302 | 0.067 | 0.0124 | 0 | 0 | 0 | 0 | 0 | 0 | 0
Load_TR2_F6_59 | prosumer | 0 | 0 | 0 | 0 | 0 | 0 | 0 | 0.0017 | 0.0249 | 0.1163 | 0.2307 | 0.3709 | 0.524 | 0.6789 | 0.833 | 0.9873 | 1.1322 | 1.2683 | 1.3843 | 1.4832 | 1.57 | 1.6417 | 1.6925 | 1.7148 | 1.7212 | 1.7092 | 1.6686 | 1.6067 | 1.5328 | 1.4391 | 1.3396 | 1.2198 | 1.0849 | 0.922 | 0.7696 | 0.613 | 0.4615 | 0.3154 | 0.1842 | 0.0536 | 0.0099 | 0 | 0 | 0 | 0 | 0 | 0 | 0
Load_TR2_F6_6 | customer | 0 | 0 | 0 | 0 | 0 | 0 | 0 | 0 | 0 | 0 | 0 | 0 | 0 | 0 | 0 | 0 | 0 | 0 | 0 | 0 | 0 | 0 | 0 | 0 | 0 | 0 | 0 | 0 | 0 | 0 | 0 | 0 | 0 | 0 | 0 | 0 | 0 | 0 | 0 | 0 | 0 | 0 | 0 | 0 | 0 | 0 | 0 | 0
Load_TR2_F6_60 | prosumer | 0 | 0 | 0 | 0 | 0 | 0 | 0 | 0.0017 | 0.0249 | 0.1163 | 0.2307 | 0.3709 | 0.524 | 0.6789 | 0.833 | 0.9873 | 1.1322 | 1.2683 | 1.3843 | 1.4832 | 1.57 | 1.6417 | 1.6925 | 1.7148 | 1.7212 | 1.7092 | 1.6686 | 1.6067 | 1.5328 | 1.4391 | 1.3396 | 1.2198 | 1.0849 | 0.922 | 0.7696 | 0.613 | 0.4615 | 0.3154 | 0.1842 | 0.0536 | 0.0099 | 0 | 0 | 0 | 0 | 0 | 0 | 0
Load_TR2_F6_61 | customer | 0 | 0 | 0 | 0 | 0 | 0 | 0 | 0 | 0 | 0 | 0 | 0 | 0 | 0 | 0 | 0 | 0 | 0 | 0 | 0 | 0 | 0 | 0 | 0 | 0 | 0 | 0 | 0 | 0 | 0 | 0 | 0 | 0 | 0 | 0 | 0 | 0 | 0 | 0 | 0 | 0 | 0 | 0 | 0 | 0 | 0 | 0 | 0
Load_TR2_F6_62 | prosumer | 0 | 0 | 0 | 0 | 0 | 0 | 0 | 0.003 | 0.0435 | 0.2035 | 0.4037 | 0.6491 | 0.9169 | 1.188 | 1.4577 | 1.7278 | 1.9813 | 2.2196 | 2.4225 | 2.5956 | 2.7475 | 2.8729 | 2.9619 | 3.0009 | 3.0122 | 2.991 | 2.92 | 2.8117 | 2.6823 | 2.5184 | 2.3442 | 2.1346 | 1.8986 | 1.6136 | 1.3468 | 1.0727 | 0.8076 | 0.5519 | 0.3223 | 0.0938 | 0.0173 | 0 | 0 | 0 | 0 | 0 | 0 | 0
Load_TR2_F6_63 | customer | 0 | 0 | 0 | 0 | 0 | 0 | 0 | 0 | 0 | 0 | 0 | 0 | 0 | 0 | 0 | 0 | 0 | 0 | 0 | 0 | 0 | 0 | 0 | 0 | 0 | 0 | 0 | 0 | 0 | 0 | 0 | 0 | 0 | 0 | 0 | 0 | 0 | 0 | 0 | 0 | 0 | 0 | 0 | 0 | 0 | 0 | 0 | 0
Load_TR2_F6_64 | customer | 0 | 0 | 0 | 0 | 0 | 0 | 0 | 0 | 0 | 0 | 0 | 0 | 0 | 0 | 0 | 0 | 0 | 0 | 0 | 0 | 0 | 0 | 0 | 0 | 0 | 0 | 0 | 0 | 0 | 0 | 0 | 0 | 0 | 0 | 0 | 0 | 0 | 0 | 0 | 0 | 0 | 0 | 0 | 0 | 0 | 0 | 0 | 0
Load_TR2_F6_65 | customer | 0 | 0 | 0 | 0 | 0 | 0 | 0 | 0 | 0 | 0 | 0 | 0 | 0 | 0 | 0 | 0 | 0 | 0 | 0 | 0 | 0 | 0 | 0 | 0 | 0 | 0 | 0 | 0 | 0 | 0 | 0 | 0 | 0 | 0 | 0 | 0 | 0 | 0 | 0 | 0 | 0 | 0 | 0 | 0 | 0 | 0 | 0 | 0
Load_TR2_F6_66 | customer | 0 | 0 | 0 | 0 | 0 | 0 | 0 | 0 | 0 | 0 | 0 | 0 | 0 | 0 | 0 | 0 | 0 | 0 | 0 | 0 | 0 | 0 | 0 | 0 | 0 | 0 | 0 | 0 | 0 | 0 | 0 | 0 | 0 | 0 | 0 | 0 | 0 | 0 | 0 | 0 | 0 | 0 | 0 | 0 | 0 | 0 | 0 | 0
Load_TR2_F6_67 | prosumer | 0 | 0 | 0 | 0 | 0 | 0 | 0 | 0.003 | 0.0435 | 0.2035 | 0.4037 | 0.6491 | 0.9169 | 1.188 | 1.4577 | 1.7278 | 1.9813 | 2.2196 | 2.4225 | 2.5956 | 2.7475 | 2.8729 | 2.9619 | 3.0009 | 3.0122 | 2.991 | 2.92 | 2.8117 | 2.6823 | 2.5184 | 2.3442 | 2.1346 | 1.8986 | 1.6136 | 1.3468 | 1.0727 | 0.8076 | 0.5519 | 0.3223 | 0.0938 | 0.0173 | 0 | 0 | 0 | 0 | 0 | 0 | 0
Load_TR2_F6_68 | prosumer | 0 | 0 | 0 | 0 | 0 | 0 | 0 | 0.0013 | 0.0187 | 0.0872 | 0.173 | 0.2782 | 0.393 | 0.5092 | 0.6247 | 0.7405 | 0.8491 | 0.9512 | 1.0382 | 1.1124 | 1.1775 | 1.2312 | 1.2694 | 1.2861 | 1.2909 | 1.2819 | 1.2514 | 1.205 | 1.1496 | 1.0793 | 1.0047 | 0.9148 | 0.8137 | 0.6915 | 0.5772 | 0.4597 | 0.3461 | 0.2365 | 0.1381 | 0.0402 | 0.0074 | 0 | 0 | 0 | 0 | 0 | 0 | 0
Load_TR2_F6_69 | customer | 0 | 0 | 0 | 0 | 0 | 0 | 0 | 0 | 0 | 0 | 0 | 0 | 0 | 0 | 0 | 0 | 0 | 0 | 0 | 0 | 0 | 0 | 0 | 0 | 0 | 0 | 0 | 0 | 0 | 0 | 0 | 0 | 0 | 0 | 0 | 0 | 0 | 0 | 0 | 0 | 0 | 0 | 0 | 0 | 0 | 0 | 0 | 0
Load_TR2_F6_7 | customer | 0 | 0 | 0 | 0 | 0 | 0 | 0 | 0 | 0 | 0 | 0 | 0 | 0 | 0 | 0 | 0 | 0 | 0 | 0 | 0 | 0 | 0 | 0 | 0 | 0 | 0 | 0 | 0 | 0 | 0 | 0 | 0 | 0 | 0 | 0 | 0 | 0 | 0 | 0 | 0 | 0 | 0 | 0 | 0 | 0 | 0 | 0 | 0
Load_TR2_F6_70 | prosumer | 0 | 0 | 0 | 0 | 0 | 0 | 0 | 0.0013 | 0.0187 | 0.0872 | 0.173 | 0.2782 | 0.393 | 0.5092 | 0.6247 | 0.7405 | 0.8491 | 0.9512 | 1.0382 | 1.1124 | 1.1775 | 1.2312 | 1.2694 | 1.2861 | 1.2909 | 1.2819 | 1.2514 | 1.205 | 1.1496 | 1.0793 | 1.0047 | 0.9148 | 0.8137 | 0.6915 | 0.5772 | 0.4597 | 0.3461 | 0.2365 | 0.1381 | 0.0402 | 0.0074 | 0 | 0 | 0 | 0 | 0 | 0 | 0
Load_TR2_F6_71 | prosumer | 0 | 0 | 0 | 0 | 0 | 0 | 0 | 0.003 | 0.0435 | 0.2035 | 0.4037 | 0.6491 | 0.9169 | 1.188 | 1.4577 | 1.7278 | 1.9813 | 2.2196 | 2.4225 | 2.5956 | 2.7475 | 2.8729 | 2.9619 | 3.0009 | 3.0122 | 2.991 | 2.92 | 2.8117 | 2.6823 | 2.5184 | 2.3442 | 2.1346 | 1.8986 | 1.6136 | 1.3468 | 1.0727 | 0.8076 | 0.5519 | 0.3223 | 0.0938 | 0.0173 | 0 | 0 | 0 | 0 | 0 | 0 | 0
Load_TR2_F6_72 | prosumer | 0 | 0 | 0 | 0 | 0 | 0 | 0 | 0.0013 | 0.0187 | 0.0872 | 0.173 | 0.2782 | 0.393 | 0.5092 | 0.6247 | 0.7405 | 0.8491 | 0.9512 | 1.0382 | 1.1124 | 1.1775 | 1.2312 | 1.2694 | 1.2861 | 1.2909 | 1.2819 | 1.2514 | 1.205 | 1.1496 | 1.0793 | 1.0047 | 0.9148 | 0.8137 | 0.6915 | 0.5772 | 0.4597 | 0.3461 | 0.2365 | 0.1381 | 0.0402 | 0.0074 | 0 | 0 | 0 | 0 | 0 | 0 | 0
Load_TR2_F6_73 | prosumer | 0 | 0 | 0 | 0 | 0 | 0 | 0 | 0.0034 | 0.0497 | 0.2326 | 0.4613 | 0.7419 | 1.0479 | 1.3577 | 1.666 | 1.9746 | 2.2643 | 2.5367 | 2.7686 | 2.9664 | 3.14 | 3.2833 | 3.385 | 3.4296 | 3.4425 | 3.4183 | 3.3372 | 3.2133 | 3.0655 | 2.8782 | 2.6791 | 2.4396 | 2.1698 | 1.8441 | 1.5392 | 1.2259 | 0.9229 | 0.6308 | 0.3683 | 0.1072 | 0.0198 | 0 | 0 | 0 | 0 | 0 | 0 | 0
Load_TR2_F6_74 | customer | 0 | 0 | 0 | 0 | 0 | 0 | 0 | 0 | 0 | 0 | 0 | 0 | 0 | 0 | 0 | 0 | 0 | 0 | 0 | 0 | 0 | 0 | 0 | 0 | 0 | 0 | 0 | 0 | 0 | 0 | 0 | 0 | 0 | 0 | 0 | 0 | 0 | 0 | 0 | 0 | 0 | 0 | 0 | 0 | 0 | 0 | 0 | 0
Load_TR2_F6_75 | customer | 0 | 0 | 0 | 0 | 0 | 0 | 0 | 0 | 0 | 0 | 0 | 0 | 0 | 0 | 0 | 0 | 0 | 0 | 0 | 0 | 0 | 0 | 0 | 0 | 0 | 0 | 0 | 0 | 0 | 0 | 0 | 0 | 0 | 0 | 0 | 0 | 0 | 0 | 0 | 0 | 0 | 0 | 0 | 0 | 0 | 0 | 0 | 0
Load_TR2_F6_76 | customer | 0 | 0 | 0 | 0 | 0 | 0 | 0 | 0 | 0 | 0 | 0 | 0 | 0 | 0 | 0 | 0 | 0 | 0 | 0 | 0 | 0 | 0 | 0 | 0 | 0 | 0 | 0 | 0 | 0 | 0 | 0 | 0 | 0 | 0 | 0 | 0 | 0 | 0 | 0 | 0 | 0 | 0 | 0 | 0 | 0 | 0 | 0 | 0
Load_TR2_F6_77 | customer | 0 | 0 | 0 | 0 | 0 | 0 | 0 | 0 | 0 | 0 | 0 | 0 | 0 | 0 | 0 | 0 | 0 | 0 | 0 | 0 | 0 | 0 | 0 | 0 | 0 | 0 | 0 | 0 | 0 | 0 | 0 | 0 | 0 | 0 | 0 | 0 | 0 | 0 | 0 | 0 | 0 | 0 | 0 | 0 | 0 | 0 | 0 | 0
Load_TR2_F6_78 | customer | 0 | 0 | 0 | 0 | 0 | 0 | 0 | 0 | 0 | 0 | 0 | 0 | 0 | 0 | 0 | 0 | 0 | 0 | 0 | 0 | 0 | 0 | 0 | 0 | 0 | 0 | 0 | 0 | 0 | 0 | 0 | 0 | 0 | 0 | 0 | 0 | 0 | 0 | 0 | 0 | 0 | 0 | 0 | 0 | 0 | 0 | 0 | 0
Load_TR2_F6_79 | prosumer | 0 | 0 | 0 | 0 | 0 | 0 | 0 | 0.0026 | 0.0373 | 0.1744 | 0.346 | 0.5564 | 0.7859 | 1.0183 | 1.2495 | 1.481 | 1.6982 | 1.9025 | 2.0764 | 2.2248 | 2.355 | 2.4625 | 2.5387 | 2.5722 | 2.5819 | 2.5637 | 2.5029 | 2.41 | 2.2991 | 2.1586 | 2.0093 | 1.8297 | 1.6274 | 1.3831 | 1.1544 | 0.9195 | 0.6922 | 0.4731 | 0.2762 | 0.0804 | 0.0148 | 0 | 0 | 0 | 0 | 0 | 0 | 0
Load_TR2_F6_8 | customer | 0 | 0 | 0 | 0 | 0 | 0 | 0 | 0 | 0 | 0 | 0 | 0 | 0 | 0 | 0 | 0 | 0 | 0 | 0 | 0 | 0 | 0 | 0 | 0 | 0 | 0 | 0 | 0 | 0 | 0 | 0 | 0 | 0 | 0 | 0 | 0 | 0 | 0 | 0 | 0 | 0 | 0 | 0 | 0 | 0 | 0 | 0 | 0
Load_TR2_F6_80 | customer | 0 | 0 | 0 | 0 | 0 | 0 | 0 | 0 | 0 | 0 | 0 | 0 | 0 | 0 | 0 | 0 | 0 | 0 | 0 | 0 | 0 | 0 | 0 | 0 | 0 | 0 | 0 | 0 | 0 | 0 | 0 | 0 | 0 | 0 | 0 | 0 | 0 | 0 | 0 | 0 | 0 | 0 | 0 | 0 | 0 | 0 | 0 | 0
Load_TR2_F6_81 | prosumer | 0 | 0 | 0 | 0 | 0 | 0 | 0 | 0.0017 | 0.0249 | 0.1163 | 0.2307 | 0.3709 | 0.524 | 0.6789 | 0.833 | 0.9873 | 1.1322 | 1.2683 | 1.3843 | 1.4832 | 1.57 | 1.6417 | 1.6925 | 1.7148 | 1.7212 | 1.7092 | 1.6686 | 1.6067 | 1.5328 | 1.4391 | 1.3396 | 1.2198 | 1.0849 | 0.922 | 0.7696 | 0.613 | 0.4615 | 0.3154 | 0.1842 | 0.0536 | 0.0099 | 0 | 0 | 0 | 0 | 0 | 0 | 0
Load_TR2_F6_82 | customer | 0 | 0 | 0 | 0 | 0 | 0 | 0 | 0 | 0 | 0 | 0 | 0 | 0 | 0 | 0 | 0 | 0 | 0 | 0 | 0 | 0 | 0 | 0 | 0 | 0 | 0 | 0 | 0 | 0 | 0 | 0 | 0 | 0 | 0 | 0 | 0 | 0 | 0 | 0 | 0 | 0 | 0 | 0 | 0 | 0 | 0 | 0 | 0
Load_TR2_F6_83 | customer | 0 | 0 | 0 | 0 | 0 | 0 | 0 | 0 | 0 | 0 | 0 | 0 | 0 | 0 | 0 | 0 | 0 | 0 | 0 | 0 | 0 | 0 | 0 | 0 | 0 | 0 | 0 | 0 | 0 | 0 | 0 | 0 | 0 | 0 | 0 | 0 | 0 | 0 | 0 | 0 | 0 | 0 | 0 | 0 | 0 | 0 | 0 | 0
Load_TR2_F6_9 | customer | 0 | 0 | 0 | 0 | 0 | 0 | 0 | 0 | 0 | 0 | 0 | 0 | 0 | 0 | 0 | 0 | 0 | 0 | 0 | 0 | 0 | 0 | 0 | 0 | 0 | 0 | 0 | 0 | 0 | 0 | 0 | 0 | 0 | 0 | 0 | 0 | 0 | 0 | 0 | 0 | 0 | 0 | 0 | 0 | 0 | 0 | 0 | 0

## 4. Raw load per load
Raw load per load
Verbatim copy of Load_P_kW (TR2_load_PV_48periods.xlsx), tagged by type. One row per connection, 48 half-hours (kW).
Load name | Type | p1 | p2 | p3 | p4 | p5 | p6 | p7 | p8 | p9 | p10 | p11 | p12 | p13 | p14 | p15 | p16 | p17 | p18 | p19 | p20 | p21 | p22 | p23 | p24 | p25 | p26 | p27 | p28 | p29 | p30 | p31 | p32 | p33 | p34 | p35 | p36 | p37 | p38 | p39 | p40 | p41 | p42 | p43 | p44 | p45 | p46 | p47 | p48
Load_TR2_F3_1 | customer | 0.048 | 0.1549 | 0.048 | 0.048 | 0.1549 | 0.048 | 0.048 | 0.1549 | 0.048 | 0.1549 | 0.048 | 0.048 | 0.1549 | 0.1086 | 0.229 | 0.2045 | 0.3574 | 0.2536 | 0.242 | 0.1343 | 0.1623 | 0.8564 | 0.1565 | 0.048 | 0.1549 | 0.0572 | 0.7935 | 0.5391 | 0.048 | 0.1549 | 0.048 | 0.048 | 0.327 | 0.048 | 0.0487 | 1.0719 | 0.283 | 0.0893 | 0.1549 | 0.048 | 0.1091 | 0.0938 | 0.048 | 0.0556 | 0.1473 | 0.048 | 0.048 | 0.0862
Load_TR2_F3_10 | customer | 0.1726 | 0.1003 | 0.057 | 0.2159 | 0.057 | 0.057 | 0.1653 | 0.1076 | 0.057 | 0.057 | 0.2087 | 0.0642 | 0.0787 | 1.2415 | 0.097 | 0.1993 | 1.3792 | 1.0353 | 1.3393 | 0.9763 | 2.497 | 0.3245 | 0.2334 | 1.6163 | 0.3725 | 1.4164 | 0.057 | 0.9998 | 0.8418 | 1.623 | 0.3558 | 0.2091 | 0.2035 | 0.2833 | 0.5547 | 1.5895 | 0.2121 | 0.5087 | 0.2669 | 0.7303 | 0.543 | 0.7202 | 2.1174 | 0.6897 | 0.3038 | 0.3734 | 0.3972 | 0.3092
Load_TR2_F3_11 | customer | 0.2667 | 0.053 | 0.0589 | 0.207 | 0.1069 | 0.1 | 0.2197 | 0.053 | 0.2667 | 0.053 | 0.094 | 0.2257 | 0.1116 | 1.9659 | 0.8412 | 1.3094 | 0.2877 | 0.1727 | 0.3508 | 0.4026 | 1.3043 | 0.193 | 0.1351 | 0.053 | 0.2331 | 0.1259 | 0.1205 | 0.3801 | 0.2548 | 0.2657 | 0.094 | 0.3154 | 0.1869 | 0.1706 | 0.2199 | 0.3245 | 0.3902 | 0.2385 | 0.9998 | 0.804 | 0.3483 | 0.278 | 0.2454 | 0.5865 | 0.4732 | 0.1273 | 0.1175 | 0.1424
Load_TR2_F3_12 | customer | 0.8069 | 0.4644 | 0.4347 | 0.3725 | 0.4447 | 0.0887 | 0.2177 | 0.1146 | 0.1786 | 0.1742 | 0.0739 | 0.2193 | 0.1411 | 0.7522 | 1.055 | 0.237 | 0.1874 | 0.055 | 0.1224 | 0.2436 | 0.1136 | 0.3147 | 1.2415 | 2.3482 | 0.3344 | 0.2378 | 0.3921 | 0.5304 | 0.6396 | 0.7573 | 0.1964 | 0.0822 | 0.232 | 1.2149 | 0.485 | 2.4083 | 1.3988 | 0.4145 | 0.7633 | 0.6336 | 0.5807 | 0.5176 | 0.4835 | 0.6368 | 0.7579 | 0.6555 | 0.5817 | 0.3233
Load_TR2_F3_13 | customer | 0.0734 | 0.1549 | 0.056 | 0.056 | 0.1374 | 0.0909 | 0.056 | 0.1607 | 0.0676 | 0.1642 | 0.1374 | 0.056 | 0.1723 | 0.056 | 0.1723 | 0.056 | 0.1549 | 0.0734 | 0.056 | 0.1723 | 0.056 | 0.056 | 0.1723 | 0.056 | 0.2327 | 0.2876 | 0.2331 | 0.5264 | 0.2321 | 0.5089 | 0.4379 | 0.5267 | 0.2319 | 0.0721 | 0.1142 | 0.1142 | 0.056 | 0.1723 | 0.1315 | 0.2103 | 0.6784 | 0.4258 | 0.5984 | 0.6139 | 0.1491 | 0.0793 | 0.0676 | 0.1607
Load_TR2_F3_14 | customer | 0.1154 | 0.05 | 0.3316 | 0.0745 | 0.209 | 0.1971 | 0.05 | 0.3561 | 0.05 | 0.2744 | 0.1317 | 0.05 | 0.1399 | 0.1715 | 0.1447 | 0.2551 | 0.1511 | 0.1733 | 0.5874 | 0.6525 | 0.3772 | 0.3213 | 0.2424 | 0.05 | 0.2499 | 0.1562 | 0.0891 | 0.6733 | 0.1535 | 0.2995 | 0.2165 | 0.355 | 0.258 | 0.2025 | 0.6346 | 0.6913 | 0.1674 | 0.3399 | 0.1808 | 0.1622 | 0.1132 | 0.05 | 0.2926 | 0.1135 | 0.1648 | 0.2413 | 0.05 | 0.1098
Load_TR2_F3_15 | customer | 0.4363 | 0.4532 | 0.0295 | 0.1874 | 0.0465 | 0.1453 | 0.0931 | 0.025 | 0.1469 | 0.0915 | 0.025 | 0.1109 | 0.0465 | 0.0465 | 0.1919 | 0.0304 | 0.1636 | 0.1335 | 0.0401 | 0.0565 | 0.1819 | 0.079 | 0.1594 | 0.025 | 0.1382 | 0.1002 | 0.052 | 0.079 | 0.025 | 0.165 | 0.0733 | 0.0519 | 0.1056 | 0.106 | 0.0895 | 0.2177 | 0.1102 | 0.2273 | 0.0884 | 0.2069 | 0.3915 | 0.4668 | 0.4359 | 0.446 | 0.7716 | 0.8114 | 0.4869 | 0.1324
Load_TR2_F3_16 | customer | 0.1684 | 0.2135 | 0.065 | 0.3097 | 0.0853 | 0.1009 | 0.3167 | 0.097 | 0.236 | 0.1474 | 0.1233 | 0.0853 | 0.3439 | 0.1009 | 0.058 | 0.3124 | 0.1324 | 0.7032 | 2.315 | 0.5179 | 0.2474 | 0.5992 | 0.3827 | 0.7663 | 2.1706 | 2.5795 | 2.2937 | 0.2468 | 0.3021 | 0.1566 | 0.1863 | 0.1404 | 0.1086 | 0.2048 | 0.2705 | 0.7733 | 0.1069 | 0.1629 | 0.2819 | 0.1554 | 0.2195 | 0.1279 | 0.1629 | 0.1768 | 0.1631 | 0.1838 | 0.2609 | 0.1479
Load_TR2_F3_17 | customer | 0.2762 | 0.1562 | 0.1224 | 0.1519 | 0.1961 | 0.142 | 0.4171 | 0.5411 | 0.1522 | 0.1415 | 0.2762 | 0.1656 | 0.128 | 0.2213 | 0.2112 | 0.0808 | 0.2673 | 0.0671 | 0.1858 | 0.2326 | 0.1374 | 0.1918 | 0.0992 | 0.2638 | 0.1459 | 0.114 | 0.0899 | 0.3426 | 0.0675 | 0.4327 | 0.1649 | 0.3367 | 0.188 | 0.2391 | 0.1656 | 0.1327 | 0.1293 | 0.2235 | 0.1374 | 0.295 | 0.053 | 0.0751 | 0.2776 | 0.1327 | 0.112 | 0.2454 | 0.3517 | 0.2673
Load_TR2_F3_18 | customer | 0.1474 | 0.046 | 0.1334 | 0.2709 | 0.0802 | 0.1237 | 0.3148 | 0.046 | 0.2215 | 0.217 | 0.1043 | 0.3342 | 0.0897 | 0.0994 | 0.2954 | 0.1043 | 0.0848 | 0.3099 | 0.1456 | 0.2234 | 0.2236 | 0.0973 | 0.2526 | 0.181 | 0.0744 | 0.3204 | 0.0946 | 0.2184 | 0.123 | 0.198 | 0.1892 | 0.1944 | 0.2526 | 0.1033 | 0.2696 | 0.1822 | 0.0998 | 0.548 | 0.1323 | 0.3742 | 0.7361 | 0.6087 | 0.731 | 1.0361 | 0.7173 | 0.5039 | 0.6304 | 0.311
Load_TR2_F3_19 | customer | 0.1256 | 0.051 | 0.0551 | 0.1215 | 0.051 | 0.051 | 0.0966 | 0.08 | 0.051 | 0.0759 | 0.1008 | 0.051 | 0.051 | 0.051 | 0.051 | 0.1256 | 0.2975 | 0.4056 | 0.2806 | 0.2372 | 0.0605 | 0.0634 | 0.1132 | 0.051 | 0.2041 | 0.2141 | 0.1276 | 0.051 | 0.0717 | 0.1049 | 0.051 | 0.051 | 0.1256 | 0.051 | 0.1091 | 0.0676 | 0.0966 | 0.08 | 0.051 | 0.051 | 0.0883 | 0.0883 | 0.051 | 0.1256 | 0.051 | 0.1256 | 0.051 | 0.051
Load_TR2_F3_2 | customer | 0.1823 | 0.048 | 0.1512 | 0.1567 | 0.1192 | 0.1887 | 0.048 | 0.1192 | 0.048 | 0.2441 | 0.0638 | 0.1113 | 0.1966 | 0.048 | 0.048 | 0.1247 | 0.1119 | 1.0913 | 0.3151 | 0.3174 | 0.3007 | 0.3775 | 0.207 | 0.3627 | 0.2224 | 0.2714 | 0.3776 | 0.2642 | 0.4403 | 0.5407 | 1.2901 | 0.4804 | 0.3614 | 0.2332 | 0.3552 | 0.3398 | 0.2082 | 0.0762 | 0.3634 | 0.4132 | 0.7189 | 0.7294 | 0.5619 | 0.7093 | 0.863 | 0.6242 | 0.224 | 0.0839
Load_TR2_F3_20 | prosumer | 0.2714 | 0.0836 | 0.1839 | 0.055 | 0.1409 | 0.1266 | 0.055 | 0.1337 | 0.1337 | 0.055 | 0.1767 | 0.0908 | 0.055 | 0.1624 | 0.1051 | 0.1009 | 1.178 | 0.2713 | 1.3651 | 2.9296 | 1.8908 | 1.6856 | 0.0847 | 0.2808 | 0.1467 | 0.306 | 0.2235 | 1.7286 | 2.4446 | 0.9494 | 1.8269 | 0.3568 | 0.3535 | 0.4475 | 0.614 | 1.198 | 1.0537 | 0.2382 | 0.2008 | 0.1695 | 0.055 | 0.2125 | 0.055 | 0.055 | 0.2456 | 0.412 | 0.2408 | 0.4474
Load_TR2_F3_21 | prosumer | 0.043 | 0.2115 | 0.043 | 0.1655 | 0.0889 | 0.0583 | 0.1961 | 0.043 | 0.2115 | 0.043 | 0.1349 | 0.1196 | 0.0507 | 0.2038 | 0.053 | 0.1526 | 0.1624 | 0.1651 | 0.2865 | 0.0515 | 0.043 | 0.0966 | 0.1579 | 0.043 | 0.2671 | 0.1225 | 1.1124 | 0.1043 | 0.043 | 0.043 | 0.1655 | 0.748 | 0.2751 | 0.3278 | 0.161 | 0.2341 | 0.1431 | 0.3818 | 0.5056 | 0.6541 | 1.0704 | 0.2013 | 0.3476 | 0.2203 | 0.4236 | 0.263 | 0.3166 | 0.043
Load_TR2_F3_22 | prosumer | 0.206 | 0.056 | 0.1958 | 0.206 | 0.056 | 0.3458 | 0.056 | 0.1981 | 0.2037 | 0.056 | 0.2628 | 0.139 | 0.1428 | 0.2471 | 0.2983 | 0.2656 | 0.1224 | 0.2479 | 1.499 | 0.6079 | 2.2168 | 0.4507 | 1.3429 | 0.1822 | 0.5988 | 0.3338 | 0.3518 | 0.5609 | 0.317 | 0.2607 | 0.2535 | 0.2695 | 0.2957 | 0.4184 | 0.2817 | 1.035 | 0.4022 | 1.0756 | 0.1554 | 0.4709 | 0.2233 | 0.4452 | 0.507 | 0.4055 | 0.5494 | 0.2707 | 0.1727 | 0.3458
Load_TR2_F3_23 | prosumer | 0.057 | 0.057 | 0.057 | 0.057 | 0.057 | 0.057 | 0.057 | 0.057 | 0.057 | 0.057 | 0.057 | 0.057 | 0.057 | 0.0701 | 0.1634 | 0.1451 | 1.0588 | 0.2395 | 0.1965 | 0.1865 | 0.057 | 0.057 | 0.057 | 0.057 | 0.057 | 0.057 | 0.057 | 0.057 | 0.057 | 0.2109 | 0.2055 | 0.2082 | 0.1858 | 0.2418 | 0.2524 | 0.2201 | 0.1164 | 0.1463 | 0.333 | 0.4171 | 0.2517 | 0.1873 | 0.3023 | 0.3449 | 0.2994 | 0.3211 | 0.057 | 0.057
Load_TR2_F3_24 | customer | 0.1758 | 0.1277 | 0.2226 | 0.1277 | 0.051 | 0.2163 | 0.1341 | 0.051 | 0.2993 | 0.051 | 0.051 | 0.2695 | 0.0808 | 0.1446 | 0.1418 | 0.1617 | 0.1758 | 0.0893 | 0.3248 | 0.2004 | 0.0822 | 0.1914 | 0.051 | 0.2737 | 0.5205 | 0.051 | 0.2226 | 0.051 | 0.1901 | 0.1602 | 0.9086 | 0.2993 | 0.051 | 0.168 | 0.1525 | 0.0808 | 0.2865 | 0.426 | 0.7091 | 0.2033 | 0.1208 | 0.2567 | 0.0936 | 0.051 | 0.1702 | 0.1801 | 0.1852 | 0.6415
Load_TR2_F3_25 | prosumer | 0.054 | 0.1718 | 0.2131 | 0.054 | 0.1544 | 0.2306 | 0.1042 | 0.2487 | 0.0861 | 0.1544 | 0.2651 | 0.1329 | 0.1237 | 0.1892 | 0.054 | 0.1544 | 0.054 | 0.1744 | 0.2106 | 0.054 | 0.3597 | 0.2982 | 0.1988 | 0.4421 | 0.2538 | 0.3262 | 0.7406 | 0.2978 | 0.362 | 0.4484 | 0.4954 | 0.2856 | 0.3048 | 0.1503 | 0.1932 | 0.2975 | 0.3399 | 0.2899 | 0.7484 | 1.8906 | 0.1824 | 0.054 | 0.2254 | 0.1595 | 0.054 | 0.3023 | 0.0827 | 0.054
Load_TR2_F3_29 | prosumer | 0.1615 | 0.1396 | 0.1932 | 0.1557 | 0.1249 | 0.1757 | 0.1049 | 0.1795 | 0.0671 | 0.2817 | 0.043 | 0.2444 | 0.1044 | 0.043 | 0.2122 | 0.1366 | 0.043 | 0.3059 | 0.2605 | 0.2383 | 0.1106 | 0.0635 | 0.3675 | 1.5558 | 0.2545 | 0.3059 | 0.1069 | 0.2222 | 0.304 | 0.0574 | 0.1476 | 0.051 | 0.1454 | 0.1471 | 0.0993 | 0.1236 | 0.2458 | 0.0572 | 0.6474 | 1.0319 | 0.3037 | 0.5238 | 1.4961 | 0.1975 | 0.1932 | 0.1557 | 0.0498 | 0.1944
Load_TR2_F3_3 | customer | 0.1589 | 0.2565 | 0.0867 | 0.2526 | 0.055 | 0.2145 | 0.2326 | 0.055 | 0.1685 | 0.1529 | 0.1749 | 0.2442 | 0.0956 | 0.1818 | 0.1807 | 0.1586 | 0.188 | 0.2427 | 0.2248 | 0.1891 | 0.2129 | 0.1927 | 0.2411 | 0.2595 | 0.3083 | 0.1378 | 0.4259 | 0.5473 | 0.4384 | 0.6389 | 0.4121 | 1.6748 | 2.6703 | 1.521 | 0.071 | 0.055 | 0.2406 | 0.2065 | 0.4073 | 0.4372 | 0.2902 | 0.2427 | 0.4791 | 0.7489 | 0.5158 | 0.8341 | 0.3558 | 0.136
Load_TR2_F3_4 | customer | 0.2053 | 0.052 | 0.1984 | 0.1212 | 0.133 | 0.1866 | 0.052 | 0.052 | 0.1605 | 0.1591 | 0.0968 | 0.2228 | 0.0764 | 0.1009 | 0.2162 | 0.0764 | 0.172 | 0.1231 | 0.0601 | 0.1171 | 0.052 | 0.1799 | 0.1397 | 0.1167 | 0.2281 | 0.0964 | 0.3313 | 0.1443 | 0.1541 | 0.9182 | 0.1795 | 0.6122 | 0.1258 | 0.0968 | 0.2065 | 0.1371 | 0.173 | 0.3214 | 0.1559 | 0.384 | 0.3604 | 0.3798 | 0.4732 | 0.2978 | 0.271 | 0.4514 | 0.1102 | 0.052
Load_TR2_F3_5 | customer | 0.1195 | 0.053 | 0.3061 | 0.053 | 0.053 | 0.3061 | 0.053 | 0.2098 | 0.1493 | 0.1372 | 0.2219 | 0.053 | 0.053 | 0.1611 | 0.1738 | 0.1252 | 0.1251 | 0.186 | 0.1371 | 0.222 | 0.1344 | 0.0776 | 0.3584 | 0.9441 | 0.3063 | 0.1879 | 0.1385 | 0.2941 | 0.053 | 0.1072 | 0.2519 | 0.053 | 0.2698 | 0.0893 | 0.0651 | 0.3642 | 1.1314 | 0.2974 | 0.3327 | 0.4819 | 0.5124 | 0.7975 | 0.7171 | 0.1195 | 0.1195 | 0.1671 | 0.335 | 0.128
Load_TR2_F3_6 | prosumer | 0.046 | 0.046 | 0.046 | 0.046 | 0.046 | 0.046 | 0.046 | 0.046 | 0.046 | 0.046 | 0.046 | 0.046 | 0.046 | 0.046 | 0.1908 | 0.0494 | 0.046 | 0.046 | 0.046 | 0.046 | 0.046 | 0.046 | 0.046 | 0.046 | 0.046 | 0.046 | 0.046 | 0.046 | 0.046 | 0.046 | 0.046 | 0.046 | 0.046 | 0.046 | 0.046 | 0.046 | 0.046 | 0.046 | 0.046 | 0.046 | 0.046 | 0.046 | 0.046 | 0.1007 | 0.2342 | 0.3516 | 0.1312 | 0.0809
Load_TR2_F3_7 | customer | 0.1081 | 0.2098 | 0.1103 | 0.1925 | 0.1492 | 0.119 | 0.2444 | 0.054 | 0.0627 | 0.3007 | 0.054 | 0.1536 | 0.2098 | 0.054 | 0.2588 | 0.1045 | 0.2286 | 0.1348 | 0.2567 | 0.3834 | 0.2213 | 0.1495 | 0.2885 | 0.125 | 0.1716 | 0.4111 | 0.0865 | 0.2444 | 0.054 | 0.1882 | 0.1752 | 0.054 | 0.2357 | 0.0627 | 0.1232 | 0.2401 | 0.054 | 0.2271 | 0.0713 | 0.054 | 0.0857 | 0.2776 | 0.054 | 0.3007 | 0.0627 | 0.1969 | 0.1665 | 0.119
Load_TR2_F3_8 | prosumer | 0.0554 | 0.1155 | 0.1307 | 0.051 | 0.1174 | 0.0643 | 0.1086 | 0.0731 | 0.1263 | 0.0554 | 0.0643 | 0.1174 | 0.051 | 0.1307 | 0.051 | 0.051 | 0.317 | 0.1131 | 0.2397 | 0.1434 | 0.0599 | 0.1218 | 0.051 | 0.2621 | 0.1591 | 0.151 | 0.4616 | 0.2264 | 0.3551 | 0.1462 | 0.1857 | 0.1081 | 0.1174 | 0.0554 | 0.1317 | 0.8324 | 1.1293 | 1.701 | 0.3391 | 0.4142 | 0.3533 | 0.0997 | 0.0997 | 0.082 | 0.051 | 0.205 | 0.1032 | 0.0554
Load_TR2_F3_9 | prosumer | 0.6777 | 0.2975 | 0.1331 | 0.2034 | 0.039 | 0.1517 | 0.039 | 0.1782 | 0.1527 | 0.0645 | 0.1706 | 0.1461 | 0.1905 | 0.1461 | 0.2904 | 0.3235 | 0.1776 | 0.1252 | 0.039 | 0.1252 | 0.2114 | 0.0721 | 0.2644 | 0.039 | 0.2041 | 0.1325 | 0.039 | 0.2074 | 0.1292 | 0.0615 | 1.193 | 0.5837 | 0.0629 | 0.2745 | 0.2799 | 1.707 | 0.6123 | 1.0009 | 2.8028 | 2.0251 | 0.4756 | 1.4462 | 0.0954 | 0.2081 | 0.1172 | 0.1066 | 0.2243 | 0.1123
Load_TR2_F5_1 | prosumer | 0.2127 | 0.2841 | 0.1348 | 0.041 | 0.2593 | 0.041 | 0.041 | 0.041 | 0.1348 | 0.041 | 0.041 | 0.0544 | 0.1214 | 0.041 | 0.041 | 0.1348 | 0.041 | 0.8415 | 1.6426 | 1.3606 | 0.9599 | 0.9502 | 0.1229 | 0.1002 | 0.2006 | 0.0585 | 0.041 | 0.1348 | 0.041 | 0.1281 | 0.0477 | 0.041 | 0.1523 | 0.1778 | 0.0913 | 0.2382 | 0.1734 | 0.2543 | 0.4748 | 0.3187 | 0.1249 | 0.2941 | 0.1748 | 0.5545 | 0.2439 | 0.5292 | 0.3258 | 0.041
Load_TR2_F5_10 | prosumer | 0.1423 | 0.0871 | 0.0706 | 0.1588 | 0.054 | 0.1147 | 0.1147 | 0.0816 | 0.1478 | 0.054 | 0.1754 | 0.054 | 0.065 | 0.1643 | 0.054 | 0.0761 | 0.4422 | 0.3533 | 0.7104 | 0.6381 | 0.2371 | 0.1172 | 0.1699 | 0.0595 | 0.054 | 0.1147 | 0.1147 | 0.054 | 0.1312 | 0.0981 | 0.0595 | 0.1699 | 0.054 | 0.1008 | 0.1727 | 0.1328 | 0.2931 | 0.13 | 0.2469 | 0.3251 | 0.4142 | 0.6395 | 0.6821 | 0.3721 | 0.5876 | 0.5355 | 0.3411 | 0.1169
Load_TR2_F5_11 | prosumer | 0.1191 | 0.1001 | 0.1982 | 0.1121 | 0.2205 | 0.1064 | 0.2114 | 0.0926 | 0.2177 | 0.1402 | 0.0851 | 0.2703 | 0.055 | 0.1876 | 0.1678 | 0.055 | 0.2026 | 0.1528 | 0.135 | 0.2205 | 0.0778 | 0.1121 | 0.055 | 0.2026 | 0.1528 | 0.0893 | 0.2511 | 0.07 | 0.1368 | 0.2186 | 0.055 | 0.135 | 0.2205 | 0.1399 | 0.3691 | 0.1841 | 0.1625 | 0.3773 | 0.1803 | 0.3071 | 0.4958 | 0.4652 | 0.7612 | 0.6137 | 0.4098 | 0.6679 | 0.386 | 0.055
Load_TR2_F5_12 | prosumer | 0.1386 | 0.054 | 0.101 | 0.0916 | 0.1057 | 0.0869 | 0.0681 | 0.1245 | 0.054 | 0.1386 | 0.054 | 0.054 | 0.1151 | 0.0775 | 0.1198 | 0.0728 | 0.1386 | 0.1449 | 0.2587 | 0.9685 | 0.2824 | 0.2379 | 0.1757 | 0.1882 | 0.1485 | 0.3368 | 0.2457 | 0.1809 | 0.1031 | 0.2601 | 0.1386 | 0.054 | 0.054 | 0.1386 | 0.0616 | 0.1961 | 0.3623 | 0.3009 | 0.4291 | 0.4174 | 0.4297 | 0.2852 | 0.1151 | 0.0963 | 0.0963 | 0.2121 | 0.3658 | 0.4239
Load_TR2_F5_13 | customer | 0.1079 | 0.1972 | 0.121 | 0.1963 | 0.0561 | 0.042 | 0.1342 | 0.1972 | 0.042 | 0.1342 | 0.1619 | 0.1695 | 0.042 | 0.1897 | 0.1417 | 0.042 | 0.3202 | 0.0843 | 0.3738 | 1.0797 | 0.1301 | 0.338 | 0.0552 | 0.176 | 0.1554 | 0.042 | 0.2339 | 0.1195 | 0.1055 | 0.1798 | 0.0881 | 0.1619 | 0.097 | 0.1709 | 0.1509 | 0.1342 | 0.176 | 0.0632 | 0.0953 | 0.2959 | 0.3421 | 0.3778 | 0.5919 | 0.4103 | 0.2513 | 0.3658 | 0.1549 | 0.2984
Load_TR2_F5_14 | prosumer | 0.1903 | 0.047 | 0.1773 | 0.06 | 0.1382 | 0.0991 | 0.047 | 0.1903 | 0.047 | 0.0731 | 0.1642 | 0.047 | 0.1838 | 0.2845 | 0.047 | 0.0673 | 0.1773 | 0.273 | 0.2101 | 0.0843 | 0.1553 | 0.0991 | 0.047 | 0.3681 | 0.0964 | 0.2818 | 0.0699 | 0.0613 | 0.1439 | 0.3797 | 0.092 | 0.2357 | 0.0751 | 0.185 | 0.1024 | 0.1944 | 0.2918 | 0.0573 | 0.3278 | 0.3732 | 0.5399 | 0.4781 | 0.2611 | 0.047 | 0.0926 | 0.1447 | 0.047 | 0.047
Load_TR2_F5_15 | prosumer | 0.054 | 0.132 | 0.054 | 0.1233 | 0.0627 | 0.1103 | 0.0757 | 0.0843 | 0.1016 | 0.054 | 0.132 | 0.054 | 0.054 | 0.054 | 0.106 | 0.08 | 0.054 | 0.0886 | 0.0973 | 0.0908 | 0.054 | 0.054 | 0.1688 | 0.054 | 0.1357 | 0.4827 | 0.245 | 0.1841 | 0.4586 | 0.2866 | 0.2456 | 0.1896 | 0.1841 | 0.0835 | 0.2436 | 0.0564 | 0.054 | 0.1464 | 0.2648 | 0.2765 | 0.3085 | 0.392 | 0.435 | 0.362 | 0.2556 | 0.3573 | 0.2166 | 0.054
Load_TR2_F5_16 | customer | 0.1177 | 0.227 | 0.051 | 0.1177 | 0.075 | 0.2697 | 0.051 | 0.2432 | 0.1015 | 0.051 | 0.2937 | 0.051 | 0.171 | 0.107 | 0.099 | 0.179 | 0.051 | 0.465 | 0.3526 | 2.8683 | 0.403 | 0.3637 | 0.2552 | 0.3151 | 0.1177 | 0.1661 | 0.1786 | 0.1624 | 0.2329 | 1.4727 | 0.1438 | 0.1177 | 0.227 | 0.051 | 0.1737 | 0.171 | 0.1177 | 0.227 | 0.051 | 0.1177 | 0.227 | 0.051 | 0.1355 | 0.2955 | 0.195 | 0.0547 | 0.226 | 0.1372
Load_TR2_F5_17 | customer | 0.1362 | 0.047 | 0.047 | 0.047 | 0.1064 | 0.151 | 0.0619 | 0.1956 | 0.047 | 0.151 | 0.1064 | 0.0842 | 0.1733 | 0.047 | 0.1585 | 0.099 | 0.415 | 1.7066 | 0.047 | 0.4809 | 0.1956 | 0.0619 | 0.1139 | 0.1436 | 0.2033 | 0.9705 | 1.2923 | 1.6727 | 0.1362 | 0.136 | 0.3184 | 0.2048 | 0.2282 | 0.3873 | 0.1665 | 0.047 | 0.1139 | 0.1436 | 0.047 | 0.2105 | 0.047 | 0.047 | 0.047 | 0.1494 | 0.3245 | 0.047 | 0.2105 | 0.047
Load_TR2_F5_18 | customer | 0.3067 | 0.049 | 0.1817 | 0.049 | 0.1335 | 0.0973 | 0.0852 | 0.1455 | 0.049 | 0.049 | 0.1455 | 0.0852 | 0.049 | 0.1697 | 0.0611 | 0.0671 | 1.0818 | 0.1534 | 0.049 | 0.5914 | 0.0669 | 0.0694 | 1.0402 | 0.2587 | 0.049 | 0.049 | 0.0792 | 0.1516 | 0.049 | 0.1817 | 0.049 | 0.1576 | 0.1552 | 0.1263 | 0.1901 | 0.0548 | 0.1794 | 0.1497 | 0.2 | 0.4147 | 0.3842 | 0.6581 | 1.4278 | 1.2124 | 0.6323 | 0.4066 | 0.3932 | 0.055
Load_TR2_F5_19 | customer | 0.052 | 0.0876 | 0.1351 | 0.052 | 0.0757 | 0.1469 | 0.052 | 0.1351 | 0.0876 | 0.1291 | 0.0935 | 0.052 | 0.052 | 0.1232 | 0.0995 | 0.0698 | 0.1529 | 0.052 | 0.1707 | 0.052 | 0.052 | 0.4893 | 0.2159 | 0.1027 | 0.1441 | 0.0825 | 0.107 | 0.052 | 0.294 | 0.1555 | 0.1465 | 0.2442 | 0.2753 | 0.052 | 0.1291 | 0.0935 | 0.053 | 1.8396 | 0.3741 | 0.3299 | 0.133 | 0.2521 | 0.6982 | 0.2603 | 0.1605 | 0.2284 | 0.3306 | 0.2109
Load_TR2_F5_2 | prosumer | 0.0944 | 0.1496 | 0.1932 | 0.1823 | 0.1201 | 0.1347 | 0.1349 | 0.2552 | 0.0741 | 0.243 | 0.1201 | 0.047 | 0.2079 | 0.047 | 0.2609 | 0.1293 | 0.1816 | 0.2086 | 0.0638 | 0.6013 | 0.0858 | 1.0394 | 0.194 | 0.6151 | 2.744 | 2.68 | 0.8407 | 0.5005 | 1.2634 | 0.4981 | 0.3215 | 0.1956 | 0.3642 | 0.4163 | 0.7701 | 0.5509 | 0.2004 | 0.3936 | 0.4989 | 0.4599 | 0.3267 | 0.2641 | 0.047 | 0.2238 | 0.1664 | 0.047 | 0.047 | 0.3432
Load_TR2_F5_20 | customer | 0.2038 | 0.082 | 0.1526 | 0.057 | 0.1321 | 0.1777 | 0.0946 | 0.057 | 0.2175 | 0.1298 | 0.1321 | 0.2152 | 0.057 | 0.1634 | 0.1839 | 0.057 | 0.1048 | 0.1611 | 0.1865 | 0.1674 | 0.502 | 1.177 | 1.7948 | 0.2823 | 0.1336 | 0.2226 | 0.0928 | 0.2486 | 0.2216 | 0.062 | 0.159 | 0.0718 | 0.243 | 0.2043 | 0.2673 | 0.4729 | 0.5835 | 0.29 | 1.0764 | 1.627 | 0.5959 | 0.4816 | 0.6031 | 0.5233 | 0.6391 | 0.5402 | 0.7172 | 0.1526
Load_TR2_F5_21 | customer | 0.2174 | 0.1888 | 0.049 | 0.0879 | 0.1725 | 0.2649 | 0.1233 | 0.049 | 0.2631 | 0.049 | 0.1742 | 0.1379 | 0.1233 | 0.0871 | 0.225 | 0.049 | 0.5617 | 0.1192 | 0.1189 | 0.2203 | 0.2093 | 0.2811 | 0.1045 | 0.2678 | 0.0696 | 0.1281 | 0.184 | 0.0903 | 0.2218 | 0.091 | 0.2173 | 0.0701 | 0.1959 | 0.1556 | 0.1821 | 0.6159 | 0.0718 | 1.1305 | 0.0913 | 0.4863 | 0.154 | 0.1144 | 0.1977 | 0.0531 | 0.1192 | 0.049 | 0.049 | 0.1805
Load_TR2_F5_22 | prosumer | 0.05 | 0.05 | 0.05 | 0.05 | 0.05 | 0.05 | 0.05 | 0.05 | 0.05 | 0.05 | 0.05 | 0.05 | 0.05 | 0.05 | 0.05 | 0.05 | 0.09 | 0.8521 | 0.3474 | 0.15 | 0.1798 | 0.0837 | 0.3225 | 0.1077 | 0.0617 | 1.3952 | 1.0523 | 0.7505 | 0.05 | 0.05 | 0.05 | 0.05 | 0.05 | 0.05 | 0.05 | 0.05 | 0.05 | 0.0551 | 0.0602 | 0.1638 | 0.05 | 0.05 | 0.05 | 0.05 | 0.05 | 0.05 | 0.05 | 0.05
Load_TR2_F5_23 | prosumer | 0.05 | 0.129 | 0.1951 | 0.1041 | 0.0981 | 0.2801 | 0.05 | 0.195 | 0.1832 | 0.1003 | 0.2779 | 0.0572 | 0.2008 | 0.05 | 0.3282 | 0.0992 | 0.4994 | 1.3634 | 0.2825 | 0.1159 | 0.2574 | 0.0921 | 0.0931 | 0.237 | 0.1101 | 1.4852 | 0.0875 | 0.4494 | 0.1341 | 0.244 | 0.1161 | 0.1903 | 0.1218 | 0.05 | 0.1702 | 0.05 | 0.3481 | 0.0673 | 0.1081 | 0.4333 | 0.5049 | 0.4805 | 0.6033 | 0.5761 | 0.4943 | 0.5864 | 0.4953 | 0.3282
Load_TR2_F5_24 | prosumer | 0.4098 | 0.4859 | 0.5834 | 0.6385 | 0.1726 | 0.056 | 0.056 | 0.056 | 0.056 | 0.056 | 0.056 | 0.056 | 0.056 | 0.056 | 0.056 | 0.056 | 0.056 | 0.056 | 0.056 | 0.0601 | 0.0779 | 0.1088 | 0.0913 | 0.146 | 0.2199 | 0.2545 | 0.2049 | 0.2295 | 0.056 | 0.056 | 0.056 | 0.056 | 0.056 | 0.056 | 0.176 | 0.2661 | 0.4436 | 0.2896 | 0.1503 | 0.056 | 0.056 | 0.056 | 0.056 | 0.056 | 0.4777 | 0.3902 | 2.0329 | 0.486
Load_TR2_F5_25 | prosumer | 0.1487 | 0.1431 | 0.041 | 0.0818 | 0.1499 | 0.041 | 0.1907 | 0.041 | 0.1703 | 0.0614 | 0.041 | 0.041 | 0.1499 | 0.0818 | 0.0511 | 1.2044 | 0.2037 | 0.0496 | 0.2596 | 0.1495 | 0.2201 | 0.3125 | 1.9132 | 1.1068 | 1.3465 | 0.1627 | 0.3299 | 0.3956 | 0.3945 | 0.1728 | 0.0771 | 0.5747 | 0.0748 | 0.239 | 0.3139 | 0.1398 | 0.1204 | 0.4716 | 0.1558 | 0.4471 | 0.646 | 0.744 | 0.5853 | 0.6742 | 0.503 | 1.8849 | 0.1839 | 0.041
Load_TR2_F5_26 | customer | 0.1953 | 0.1549 | 0.052 | 0.2982 | 0.052 | 0.244 | 0.1062 | 0.1073 | 0.1891 | 0.1058 | 0.204 | 0.1462 | 0.052 | 0.204 | 0.1675 | 0.2674 | 0.2037 | 0.2592 | 0.3863 | 0.2691 | 0.4468 | 0.1462 | 0.052 | 0.2781 | 0.0722 | 0.052 | 0.1462 | 0.1487 | 0.2015 | 0.052 | 0.2037 | 0.1466 | 0.1073 | 0.243 | 0.1582 | 0.451 | 0.2849 | 0.3213 | 0.3677 | 0.052 | 0.1669 | 0.1833 | 0.1058 | 0.4451 | 0.052 | 0.1462 | 0.0589 | 0.2442
Load_TR2_F5_27 | prosumer | 0.049 | 0.11 | 0.049 | 0.11 | 0.049 | 0.0863 | 0.0727 | 0.049 | 0.049 | 0.11 | 0.049 | 0.049 | 0.0592 | 0.049 | 0.11 | 0.0625 | 0.0964 | 0.049 | 0.093 | 0.0659 | 0.049 | 0.0541 | 0.0795 | 0.3813 | 0.0705 | 0.11 | 0.049 | 0.11 | 0.049 | 0.049 | 0.11 | 0.049 | 0.0508 | 0.1136 | 0.049 | 0.11 | 0.1541 | 0.2199 | 0.1536 | 0.4226 | 0.7588 | 2.7296 | 2.9558 | 0.5208 | 0.2587 | 0.2317 | 0.524 | 0.3624
Load_TR2_F5_28 | customer | 0.2086 | 0.1666 | 0.0888 | 0.1325 | 0.0724 | 0.2748 | 0.084 | 0.1658 | 0.2095 | 0.056 | 0.189 | 0.1862 | 0.056 | 0.1434 | 0.1618 | 0.1806 | 0.1456 | 0.175 | 0.1052 | 0.2701 | 0.1637 | 0.2729 | 0.302 | 0.2066 | 0.5992 | 0.2037 | 0.3296 | 0.3115 | 0.2634 | 0.21 | 0.1332 | 0.1161 | 0.2109 | 0.056 | 1.2823 | 0.5953 | 0.1616 | 0.3013 | 0.269 | 0.2399 | 0.5815 | 0.4152 | 0.2562 | 0.119 | 0.091 | 0.2842 | 0.056 | 0.21
Load_TR2_F5_29 | prosumer | 0.1849 | 0.128 | 0.2753 | 0.0835 | 0.2469 | 0.112 | 0.039 | 0.1503 | 0.2531 | 0.0835 | 0.1577 | 0.039 | 0.1503 | 0.245 | 0.0842 | 0.2867 | 0.142 | 0.125 | 0.8527 | 0.3009 | 0.151 | 0.2524 | 0.0538 | 0.3495 | 0.039 | 0.039 | 0.1038 | 0.2995 | 0.039 | 0.2011 | 0.0427 | 0.2011 | 0.1948 | 0.0464 | 0.2234 | 0.18 | 0.039 | 0.1092 | 0.2942 | 0.039 | 0.2482 | 0.5081 | 0.4723 | 0.2813 | 0.2461 | 0.1429 | 0.1525 | 0.0876
Load_TR2_F5_3 | customer | 0.048 | 0.0648 | 0.107 | 0.048 | 0.1238 | 0.048 | 0.048 | 0.2026 | 0.0709 | 0.048 | 0.1238 | 0.048 | 0.048 | 0.048 | 0.1238 | 0.0579 | 0.1238 | 0.048 | 0.048 | 0.1196 | 0.0522 | 0.0523 | 0.5601 | 0.2665 | 0.1049 | 0.1523 | 0.0747 | 0.0799 | 0.4127 | 0.2576 | 0.3766 | 0.0564 | 0.0564 | 0.1974 | 0.0803 | 0.1699 | 0.118 | 0.2443 | 0.2396 | 0.5066 | 0.4499 | 0.3441 | 0.0817 | 0.048 | 0.1238 | 0.048 | 0.0859 | 0.0859
Load_TR2_F5_30 | prosumer | 1.5652 | 0.058 | 0.1013 | 0.1734 | 0.058 | 0.2167 | 0.058 | 0.1806 | 0.0941 | 0.058 | 0.2167 | 0.058 | 0.1951 | 0.0796 | 0.058 | 0.058 | 0.1806 | 0.0941 | 0.1575 | 0.1734 | 0.058 | 0.2512 | 0.129 | 0.2488 | 0.1098 | 0.2167 | 0.058 | 0.0869 | 0.1878 | 0.058 | 0.058 | 0.2023 | 0.1242 | 0.3855 | 0.643 | 0.3245 | 0.2419 | 0.252 | 0.3929 | 0.6587 | 0.5563 | 0.7328 | 0.5313 | 0.6222 | 0.4331 | 0.144 | 0.2167 | 0.058
Load_TR2_F5_31 | customer | 0.041 | 0.2289 | 0.0729 | 0.1038 | 0.198 | 0.041 | 0.0537 | 0.1817 | 0.1074 | 0.1238 | 0.0983 | 0.0927 | 0.1672 | 0.041 | 0.1812 | 0.1206 | 0.1812 | 0.041 | 0.2068 | 0.095 | 0.085 | 0.1429 | 0.1206 | 0.1682 | 0.4906 | 0.286 | 0.5189 | 0.3554 | 0.3869 | 0.3945 | 0.3138 | 0.3703 | 0.377 | 0.3779 | 0.6748 | 1.162 | 0.2321 | 0.1682 | 0.2484 | 0.5214 | 0.5388 | 0.4236 | 0.8172 | 0.6395 | 0.7078 | 0.4083 | 0.3317 | 0.2921
Load_TR2_F5_32 | customer | 0.0587 | 0.139 | 0.052 | 0.1189 | 0.0788 | 0.052 | 0.1056 | 0.0922 | 0.052 | 0.052 | 0.1457 | 0.052 | 0.0922 | 0.1056 | 0.052 | 0.1457 | 0.052 | 0.052 | 0.1457 | 0.052 | 0.0855 | 0.1123 | 0.052 | 0.052 | 0.1457 | 0.052 | 0.052 | 0.0654 | 0.1323 | 0.167 | 0.1754 | 0.1092 | 0.1057 | 0.1841 | 0.1494 | 0.2263 | 0.3069 | 0.2691 | 0.4072 | 1.1602 | 1.1278 | 0.7377 | 0.7139 | 0.8032 | 0.0654 | 0.052 | 0.1457 | 0.052
Load_TR2_F5_33 | prosumer | 0.1819 | 0.1611 | 0.047 | 0.1287 | 0.1079 | 0.1535 | 0.1112 | 0.0797 | 0.1991 | 0.1287 | 0.047 | 0.2377 | 0.1053 | 0.1383 | 0.2138 | 0.047 | 0.1002 | 0.2428 | 0.0995 | 2.1966 | 0.3534 | 0.4137 | 0.2086 | 1.0992 | 1.0083 | 0.2235 | 0.1683 | 0.1026 | 0.3336 | 0.1241 | 0.2727 | 0.504 | 0.2136 | 0.1235 | 0.1222 | 0.3395 | 0.3474 | 0.4177 | 0.1575 | 0.0587 | 0.2843 | 0.047 | 0.1903 | 0.1528 | 0.1002 | 0.1961 | 0.3762 | 0.4781
Load_TR2_F5_34 | customer | 0.4513 | 0.3232 | 0.2727 | 0.1363 | 0.057 | 0.1363 | 0.057 | 0.057 | 0.0658 | 0.1275 | 0.057 | 0.057 | 0.1011 | 0.0922 | 0.057 | 0.1058 | 0.0682 | 0.8861 | 0.1363 | 0.057 | 0.057 | 0.057 | 0.1099 | 0.0834 | 0.057 | 0.1363 | 0.057 | 0.1363 | 0.057 | 0.1363 | 0.057 | 0.057 | 0.057 | 1.263 | 0.8385 | 0.1042 | 0.1852 | 0.2467 | 1.0522 | 1.3462 | 1.3784 | 0.3542 | 0.4631 | 0.838 | 0.6385 | 0.5651 | 0.4399 | 0.6156
Load_TR2_F5_35 | prosumer | 0.054 | 0.1864 | 0.0603 | 0.054 | 0.1864 | 0.0603 | 0.0666 | 0.1801 | 0.054 | 0.1801 | 0.0666 | 0.054 | 0.1927 | 0.054 | 0.054 | 0.1927 | 0.4951 | 0.2003 | 0.2167 | 0.5054 | 0.2429 | 0.2497 | 0.1044 | 0.0981 | 0.3204 | 0.1553 | 0.1977 | 0.2044 | 0.3098 | 0.1738 | 0.1261 | 0.2506 | 0.2159 | 0.8827 | 1.0173 | 0.054 | 0.0666 | 0.1801 | 0.054 | 0.1927 | 0.054 | 0.054 | 0.1234 | 0.1234 | 0.1357 | 0.5017 | 0.054 | 0.1738
Load_TR2_F5_36 | customer | 0.1547 | 0.047 | 0.047 | 0.1547 | 0.066 | 0.0787 | 0.142 | 0.047 | 0.085 | 0.1357 | 0.047 | 0.047 | 0.1737 | 0.047 | 0.047 | 0.047 | 0.2194 | 0.1593 | 1.4743 | 0.179 | 0.116 | 0.1625 | 0.1774 | 0.1862 | 1.6277 | 1.698 | 0.5062 | 0.369 | 0.3038 | 0.3038 | 0.2687 | 0.3347 | 0.3314 | 0.2383 | 0.1611 | 0.0597 | 0.8382 | 0.047 | 0.047 | 0.1737 | 0.047 | 0.1737 | 0.047 | 0.047 | 0.104 | 0.1167 | 0.5075 | 0.5374
Load_TR2_F5_37 | customer | 1.4919 | 0.198 | 0.054 | 0.2693 | 0.1869 | 0.054 | 0.1632 | 0.1789 | 0.1681 | 0.1632 | 0.2207 | 0.1887 | 0.116 | 0.2778 | 0.3294 | 1.2673 | 0.231 | 0.1888 | 0.2213 | 0.3032 | 0.4066 | 0.1222 | 0.2046 | 0.5446 | 1.7556 | 1.6946 | 0.3591 | 0.1985 | 0.3166 | 1.2721 | 0.3948 | 0.1747 | 0.131 | 0.371 | 0.1453 | 0.2199 | 0.2469 | 0.7333 | 1.7611 | 0.4414 | 0.4348 | 0.5174 | 0.7517 | 0.5188 | 0.888 | 0.4255 | 0.1615 | 0.2948
Load_TR2_F5_38 | prosumer | 0.054 | 0.1884 | 0.054 | 0.1884 | 0.054 | 0.1548 | 0.0876 | 0.1077 | 0.1346 | 0.054 | 0.054 | 0.054 | 0.1884 | 0.054 | 0.0876 | 0.2234 | 0.054 | 0.1749 | 0.0674 | 0.2243 | 0.3149 | 0.2995 | 0.25 | 0.5658 | 0.2361 | 0.162 | 0.054 | 0.054 | 0.3443 | 0.3674 | 1.3489 | 0.756 | 1.5054 | 1.6958 | 0.3187 | 0.3064 | 0.172 | 0.1639 | 0.0863 | 0.3626 | 0.2834 | 0.3523 | 0.5009 | 0.5856 | 0.6959 | 0.4609 | 0.3702 | 0.1919
Load_TR2_F5_39 | customer | 0.04 | 0.0957 | 0.1593 | 0.04 | 0.1753 | 0.0798 | 0.04 | 0.1036 | 0.1514 | 0.04 | 0.04 | 0.04 | 0.1673 | 0.0877 | 0.0877 | 0.1673 | 0.04 | 0.215 | 0.04 | 0.04 | 0.3344 | 0.0867 | 0.2175 | 0.1793 | 0.2959 | 0.2534 | 0.2786 | 0.28 | 0.048 | 0.2071 | 0.04 | 0.1912 | 0.2183 | 0.5053 | 0.4533 | 0.4186 | 0.2866 | 0.2874 | 0.1134 | 0.1362 | 0.3364 | 0.3469 | 0.4869 | 0.286 | 0.4342 | 0.7652 | 0.0559 | 0.1991
Load_TR2_F5_4 | customer | 0.058 | 0.3031 | 0.0998 | 0.2188 | 0.1995 | 0.1409 | 0.2442 | 0.2085 | 0.1319 | 0.3067 | 0.058 | 0.2771 | 0.0653 | 0.3023 | 0.058 | 0.2516 | 0.2069 | 0.2791 | 0.1681 | 0.3311 | 0.1981 | 0.2903 | 0.4739 | 0.599 | 1.1839 | 0.3418 | 0.4499 | 0.4598 | 0.714 | 0.2566 | 0.2213 | 0.1816 | 0.109 | 0.4626 | 0.2942 | 0.538 | 1.2064 | 0.7283 | 3.1452 | 2.9911 | 1.4404 | 0.5711 | 0.6326 | 0.6666 | 0.2959 | 0.5548 | 0.1971 | 0.4961
Load_TR2_F5_40 | prosumer | 0.2571 | 0.056 | 0.056 | 0.056 | 0.0926 | 0.2205 | 0.056 | 0.2571 | 0.056 | 0.056 | 0.1657 | 0.1474 | 0.056 | 0.0948 | 0.2297 | 0.056 | 0.2205 | 0.0926 | 0.1383 | 0.1748 | 0.101 | 0.3092 | 1.5479 | 0.5339 | 0.429 | 0.3908 | 0.197 | 1.9931 | 0.0982 | 0.056 | 0.2993 | 0.1827 | 0.2649 | 0.423 | 0.2508 | 0.2938 | 0.2388 | 0.1074 | 0.1626 | 0.7577 | 1.1895 | 1.15 | 0.6617 | 0.6074 | 0.4599 | 0.056 | 0.056 | 0.1291
Load_TR2_F5_41 | customer | 0.0897 | 0.034 | 0.034 | 0.0982 | 0.0468 | 0.0821 | 0.0682 | 0.0768 | 0.034 | 0.0811 | 0.064 | 0.034 | 0.034 | 0.1111 | 0.2918 | 0.1798 | 0.1797 | 0.0725 | 0.0725 | 0.0854 | 0.0597 | 0.1197 | 0.4145 | 0.168 | 0.2493 | 0.1627 | 1.3402 | 0.7751 | 0.2609 | 0.1811 | 0.2246 | 0.2018 | 0.2577 | 0.2269 | 0.5269 | 1.7902 | 1.1048 | 0.1947 | 1.0221 | 0.3483 | 0.2383 | 0.4348 | 0.2858 | 0.2853 | 0.034 | 0.1357 | 0.216 | 0.3089
Load_TR2_F5_42 | prosumer | 0.0865 | 0.1556 | 0.045 | 0.197 | 0.045 | 0.045 | 0.197 | 0.045 | 0.1141 | 0.1279 | 0.045 | 0.197 | 0.045 | 0.0708 | 0.1001 | 0.1556 | 0.0812 | 0.2131 | 0.6091 | 2.179 | 0.045 | 0.045 | 0.197 | 0.045 | 0.1279 | 0.1141 | 0.0519 | 0.1901 | 0.045 | 0.197 | 0.045 | 0.0869 | 0.2341 | 2.1727 | 0.8067 | 0.2232 | 0.0656 | 0.2509 | 0.0758 | 0.3251 | 0.4125 | 0.3053 | 0.521 | 0.7396 | 0.8242 | 0.4991 | 0.4349 | 0.5479
Load_TR2_F5_43 | customer | 0.1254 | 0.052 | 0.1254 | 0.052 | 0.1254 | 0.052 | 0.0724 | 0.105 | 0.052 | 0.052 | 0.052 | 0.052 | 0.0642 | 0.1132 | 0.052 | 0.1254 | 0.052 | 0.2161 | 0.2836 | 0.2265 | 0.1174 | 0.1134 | 0.5578 | 0.2652 | 0.192 | 0.1772 | 0.1772 | 0.5284 | 0.052 | 0.1254 | 0.052 | 0.1254 | 0.2181 | 0.2022 | 0.2428 | 0.6408 | 1.6016 | 0.1057 | 0.1034 | 1.338 | 0.8674 | 0.5839 | 0.4352 | 0.3243 | 0.3163 | 0.4132 | 1.4392 | 0.6315
Load_TR2_F5_44 | prosumer | 0.1244 | 0.1021 | 0.052 | 0.091 | 0.1355 | 0.052 | 0.052 | 0.1188 | 0.1077 | 0.0854 | 0.1411 | 0.052 | 0.2061 | 0.052 | 0.1077 | 0.1313 | 0.0537 | 0.2135 | 0.0836 | 0.303 | 0.1262 | 0.062 | 0.1813 | 0.137 | 0.233 | 0.299 | 0.3454 | 0.3743 | 0.2857 | 0.2038 | 0.2179 | 0.5131 | 0.2342 | 0.347 | 1.9509 | 1.9731 | 0.4431 | 0.1481 | 0.1826 | 0.052 | 0.1577 | 0.0687 | 0.052 | 0.0716 | 0.3675 | 0.3739 | 0.4304 | 0.4093
Load_TR2_F5_45 | customer | 0.057 | 0.057 | 0.057 | 0.057 | 0.057 | 0.057 | 0.057 | 0.057 | 0.057 | 0.057 | 0.057 | 0.057 | 0.057 | 0.0957 | 0.2023 | 1.586 | 0.2136 | 0.2404 | 0.3295 | 0.2387 | 0.2666 | 0.2173 | 0.2148 | 0.2039 | 0.0667 | 0.2789 | 0.057 | 0.0875 | 0.1359 | 0.1655 | 0.2202 | 0.4241 | 1.5294 | 0.1527 | 0.1178 | 0.394 | 0.4334 | 0.4249 | 0.4501 | 1.3017 | 0.3582 | 0.3034 | 0.3893 | 0.6133 | 0.6786 | 0.4811 | 0.3101 | 0.057
Load_TR2_F5_46 | customer | 0.1 | 0.039 | 0.161 | 0.039 | 0.039 | 0.039 | 0.161 | 0.039 | 0.039 | 0.161 | 0.039 | 0.1174 | 0.0826 | 0.039 | 0.1174 | 0.0826 | 0.039 | 0.1436 | 0.0564 | 0.0564 | 0.4432 | 0.3622 | 0.3965 | 0.1465 | 0.3079 | 0.383 | 0.1013 | 0.1696 | 0.3169 | 0.4179 | 0.2562 | 0.1323 | 1.1966 | 0.5117 | 0.3723 | 0.1535 | 0.2504 | 0.2941 | 0.4967 | 0.5827 | 0.8331 | 0.743 | 0.959 | 0.5067 | 0.6223 | 1.5459 | 0.4965 | 0.4752
Load_TR2_F5_47 | customer | 0.2227 | 0.1151 | 0.3522 | 0.0744 | 0.3055 | 0.1852 | 0.051 | 0.2285 | 0.2622 | 0.051 | 0.268 | 0.1212 | 0.2179 | 0.2025 | 0.051 | 0.3144 | 0.0613 | 0.2262 | 0.2861 | 0.051 | 0.3518 | 0.563 | 0.3647 | 0.3004 | 0.1628 | 0.6804 | 1.4358 | 1.6422 | 0.3159 | 0.1537 | 0.3341 | 0.1553 | 0.3568 | 0.4492 | 0.2858 | 0.4827 | 0.5195 | 0.5182 | 0.5961 | 0.6181 | 0.1527 | 0.1446 | 0.2771 | 0.1199 | 0.2677 | 0.223 | 0.051 | 0.3724
Load_TR2_F5_48 | prosumer | 0.2816 | 0.2033 | 0.1291 | 0.1033 | 0.2098 | 0.172 | 0.0764 | 0.2944 | 0.0649 | 0.2183 | 0.1635 | 0.0764 | 0.278 | 0.0814 | 0.054 | 0.2531 | 0.1287 | 0.0839 | 0.5026 | 0.2776 | 0.3392 | 0.1674 | 0.1525 | 0.0649 | 0.2183 | 0.1635 | 0.054 | 0.173 | 0.2088 | 0.054 | 0.1859 | 0.2239 | 0.1805 | 0.3794 | 0.5955 | 1.3508 | 3.7459 | 0.104 | 0.0689 | 0.3128 | 0.054 | 0.054 | 0.2183 | 0.1635 | 0.0689 | 0.3128 | 0.054 | 0.3203
Load_TR2_F5_49 | customer | 0.5882 | 0.7813 | 0.052 | 0.052 | 0.1484 | 0.052 | 0.1484 | 0.052 | 0.052 | 0.1484 | 0.052 | 0.052 | 0.1484 | 0.052 | 0.052 | 0.052 | 0.1484 | 0.052 | 0.3881 | 1.4103 | 0.2312 | 0.2278 | 0.3323 | 0.2387 | 0.3262 | 0.1504 | 0.056 | 0.602 | 0.5703 | 0.3626 | 0.3215 | 2.5018 | 2.7719 | 1.2218 | 0.3058 | 0.1931 | 0.2258 | 0.2999 | 0.2574 | 0.5837 | 0.4726 | 0.6074 | 1.6151 | 0.5905 | 0.4387 | 0.6311 | 0.0589 | 0.1415
Load_TR2_F5_5 | customer | 0.3155 | 0.0932 | 0.0932 | 0.2431 | 0.144 | 0.2776 | 0.1191 | 0.1483 | 0.1435 | 0.2018 | 0.2328 | 0.1236 | 0.1527 | 0.1553 | 0.1858 | 0.1306 | 0.2011 | 0.401 | 0.3297 | 2.2031 | 0.3703 | 0.2867 | 0.3323 | 0.2205 | 0.2218 | 0.2238 | 0.3617 | 0.3564 | 0.2557 | 0.0894 | 0.1826 | 0.063 | 0.2733 | 0.2908 | 0.2762 | 1.4792 | 0.6578 | 0.3024 | 0.4321 | 0.5315 | 0.126 | 0.2291 | 0.5173 | 0.3206 | 0.574 | 0.4136 | 0.4121 | 0.6332
Load_TR2_F5_50 | prosumer | 0.036 | 0.1527 | 0.036 | 0.036 | 0.1118 | 0.0768 | 0.0477 | 0.141 | 0.036 | 0.1527 | 0.036 | 0.106 | 0.0827 | 0.0768 | 0.1118 | 0.1956 | 0.2473 | 0.3015 | 0.0948 | 0.1527 | 0.036 | 1.7484 | 0.2156 | 0.2823 | 0.259 | 0.2583 | 0.3585 | 0.1774 | 0.2837 | 0.036 | 0.036 | 0.036 | 0.1527 | 0.036 | 0.1875 | 0.0682 | 0.2063 | 0.3577 | 0.2615 | 0.2531 | 0.2855 | 0.3699 | 0.5027 | 0.6114 | 0.2163 | 0.1527 | 0.036 | 0.0477
Load_TR2_F5_51 | prosumer | 0.2092 | 0.1034 | 0.2223 | 0.1031 | 0.1539 | 0.2165 | 0.0874 | 0.1827 | 0.053 | 0.2115 | 0.1644 | 0.1323 | 0.2436 | 0.053 | 0.2021 | 0.1738 | 0.053 | 0.4486 | 0.1644 | 0.125 | 0.2508 | 0.053 | 0.1254 | 0.2505 | 0.0586 | 0.1588 | 0.1178 | 0.1467 | 0.053 | 0.295 | 0.0808 | 0.053 | 0.1258 | 0.092 | 0.2584 | 0.1175 | 0.1503 | 0.2256 | 0.1177 | 0.2043 | 0.1716 | 0.0962 | 0.1683 | 0.053 | 0.2338 | 0.1421 | 0.1971 | 0.1788
Load_TR2_F5_52 | customer | 0.1334 | 0.0549 | 0.05 | 0.05 | 0.1384 | 0.05 | 0.1236 | 0.0647 | 0.0598 | 0.1285 | 0.05 | 0.05 | 0.1138 | 0.0745 | 0.0795 | 0.1089 | 0.0795 | 0.1714 | 0.1401 | 1.1418 | 0.1138 | 0.05 | 0.1384 | 0.4884 | 0.1384 | 0.1273 | 0.1236 | 0.0708 | 0.0788 | 0.1257 | 0.1389 | 0.0837 | 0.1208 | 0.0741 | 0.0984 | 0.1006 | 0.2349 | 0.1106 | 0.1448 | 0.3548 | 0.4186 | 0.3839 | 0.4922 | 0.5629 | 1.1592 | 0.7488 | 0.3171 | 0.05
Load_TR2_F5_53 | prosumer | 0.2719 | 0.052 | 0.1792 | 0.1198 | 0.1015 | 0.2075 | 0.0965 | 0.1036 | 0.2004 | 0.052 | 0.1842 | 0.1644 | 0.1227 | 0.1368 | 0.052 | 0.0803 | 0.1792 | 0.052 | 0.052 | 0.141 | 0.3321 | 1.3662 | 0.3339 | 0.1048 | 0.6736 | 1.2293 | 0.3364 | 0.3851 | 0.227 | 0.4204 | 2.5258 | 1.3899 | 2.0774 | 1.0047 | 0.7934 | 0.2075 | 0.052 | 0.141 | 0.151 | 0.1184 | 0.1311 | 0.1792 | 0.0803 | 0.7724 | 0.2966 | 0.0569 | 0.1926 | 0.151
Load_TR2_F5_54 | prosumer | 0.1575 | 0.049 | 0.2248 | 0.0809 | 0.1737 | 0.132 | 0.1162 | 0.1894 | 0.049 | 0.049 | 0.2567 | 0.049 | 0.1575 | 0.2609 | 0.229 | 0.1563 | 0.0741 | 0.224 | 0.171 | 0.1371 | 1.2344 | 0.5633 | 0.154 | 0.317 | 0.3329 | 0.1463 | 0.2492 | 0.0714 | 0.0938 | 0.1894 | 0.1162 | 0.23 | 0.1279 | 0.051 | 0.309 | 0.3711 | 0.3072 | 0.0969 | 0.1783 | 1.8633 | 0.5422 | 0.2309 | 0.3295 | 0.2807 | 0.3066 | 0.4227 | 0.8571 | 0.7434
Load_TR2_F5_55 | prosumer | 0.7085 | 0.8561 | 0.6791 | 0.4445 | 0.5047 | 0.5046 | 0.4546 | 0.053 | 0.103 | 0.3702 | 0.0706 | 0.1462 | 0.2206 | 0.1419 | 0.2425 | 0.0772 | 0.2986 | 0.3324 | 0.219 | 0.2361 | 1.31 | 0.1763 | 1.1442 | 1.6591 | 2.9719 | 2.5166 | 0.3887 | 0.4531 | 1.1197 | 1.8656 | 0.7043 | 0.8619 | 0.4219 | 0.121 | 0.3344 | 0.535 | 0.2886 | 0.4054 | 1.8025 | 1.4287 | 0.6183 | 0.9348 | 0.7434 | 1.0702 | 1.0687 | 1.0089 | 0.9259 | 0.9322
Load_TR2_F5_56 | customer | 0.2114 | 0.056 | 0.056 | 0.056 | 0.2114 | 0.056 | 0.1831 | 0.0842 | 0.1196 | 0.1478 | 0.056 | 0.1902 | 0.0772 | 0.0631 | 0.2043 | 0.056 | 0.056 | 0.2483 | 0.09 | 0.1205 | 0.1715 | 0.913 | 2.4546 | 1.5886 | 0.4008 | 0.6994 | 2.5671 | 2.261 | 0.1196 | 0.1837 | 0.2352 | 0.7049 | 0.3116 | 0.3374 | 0.3927 | 0.264 | 0.2114 | 0.3739 | 0.4871 | 0.3444 | 0.056 | 0.2114 | 0.2614 | 0.2122 | 0.1972 | 0.0701 | 0.056 | 0.0772
Load_TR2_F5_57 | prosumer | 0.052 | 0.052 | 0.052 | 0.052 | 0.052 | 0.052 | 0.052 | 0.052 | 0.052 | 0.052 | 0.052 | 0.052 | 0.052 | 0.052 | 0.052 | 0.052 | 0.052 | 0.052 | 0.052 | 0.052 | 0.052 | 0.052 | 0.052 | 0.052 | 0.052 | 0.052 | 0.052 | 0.052 | 0.052 | 0.052 | 0.052 | 0.052 | 0.052 | 0.052 | 0.052 | 0.052 | 0.052 | 0.052 | 0.052 | 0.052 | 0.052 | 0.052 | 0.052 | 0.222 | 0.4265 | 0.5606 | 0.516 | 0.1593
Load_TR2_F5_58 | customer | 0.042 | 0.115 | 0.042 | 0.042 | 0.042 | 0.1109 | 0.0461 | 0.042 | 0.042 | 0.042 | 0.1109 | 0.0461 | 0.042 | 0.042 | 0.0947 | 0.102 | 0.042 | 0.042 | 0.042 | 0.2446 | 0.042 | 0.0947 | 0.0623 | 0.042 | 0.042 | 0.115 | 0.042 | 0.042 | 0.115 | 0.042 | 0.1353 | 0.0825 | 0.1446 | 0.1864 | 0.042 | 0.0753 | 0.1367 | 1.3271 | 0.042 | 0.042 | 0.115 | 0.042 | 0.115 | 0.042 | 0.0461 | 0.1109 | 0.0704 | 0.0866
Load_TR2_F5_59 | customer | 0.054 | 0.1175 | 0.054 | 0.0681 | 0.2404 | 0.1336 | 0.115 | 0.2167 | 0.054 | 0.3059 | 0.054 | 0.1034 | 0.1281 | 0.1825 | 0.054 | 0.054 | 0.2082 | 0.1482 | 0.0575 | 0.2424 | 0.1175 | 0.054 | 0.2424 | 0.0752 | 0.0963 | 0.0716 | 1.1937 | 0.0649 | 0.2298 | 0.212 | 0.3681 | 0.9931 | 0.487 | 0.4045 | 0.3254 | 0.4305 | 0.1996 | 0.3827 | 0.2238 | 0.3279 | 2.0188 | 1.5906 | 0.9017 | 0.582 | 0.054 | 0.2031 | 0.1568 | 0.0611
Load_TR2_F5_6 | prosumer | 0.048 | 0.2272 | 0.048 | 0.048 | 0.2272 | 0.048 | 0.1539 | 0.1213 | 0.048 | 0.2272 | 0.048 | 0.2272 | 0.048 | 0.0969 | 0.1783 | 0.048 | 0.048 | 0.048 | 0.2272 | 0.048 | 1.0212 | 0.0969 | 0.0643 | 0.2109 | 0.048 | 0.2272 | 0.048 | 0.048 | 0.3277 | 0.1973 | 0.1509 | 0.2424 | 0.0642 | 0.0851 | 0.2787 | 0.3038 | 0.0584 | 0.1454 | 0.0643 | 0.2716 | 0.0802 | 0.2885 | 0.249 | 0.4339 | 1.4475 | 0.5929 | 0.2233 | 0.162
Load_TR2_F5_60 | customer | 0.1547 | 0.1833 | 0.056 | 0.056 | 0.259 | 0.079 | 0.0703 | 0.2677 | 0.056 | 0.056 | 0.056 | 0.2677 | 0.0703 | 0.1608 | 0.1772 | 0.1192 | 0.4061 | 1.6454 | 2.7619 | 1.0943 | 0.056 | 0.2205 | 0.1174 | 0.1969 | 1.6703 | 1.1759 | 0.2595 | 0.387 | 0.1407 | 0.1158 | 0.226 | 0.6708 | 1.8759 | 0.6628 | 0.4027 | 0.3906 | 0.2193 | 0.3344 | 0.3735 | 0.6267 | 0.724 | 0.6359 | 0.5024 | 0.4874 | 0.363 | 0.9421 | 0.4182 | 0.2079
Load_TR2_F5_61 | prosumer | 0.2138 | 0.046 | 0.1833 | 0.0765 | 0.1146 | 0.1451 | 0.046 | 0.2138 | 0.046 | 0.1604 | 0.0994 | 0.046 | 0.046 | 0.1375 | 0.2607 | 0.0707 | 0.2168 | 0.3815 | 0.1146 | 2.0723 | 0.6099 | 0.203 | 0.0861 | 0.1375 | 0.1223 | 0.046 | 0.1909 | 1.1296 | 0.2067 | 0.3279 | 0.1079 | 0.1487 | 0.376 | 0.2966 | 0.306 | 0.1231 | 0.1236 | 0.046 | 0.046 | 0.046 | 0.2138 | 0.046 | 0.1451 | 0.1146 | 0.046 | 0.046 | 0.1924 | 0.7252
Load_TR2_F5_62 | customer | 0.7194 | 0.5078 | 0.5059 | 0.4831 | 0.1434 | 0.1554 | 0.1978 | 0.1587 | 0.1557 | 0.159 | 0.1485 | 0.2358 | 0.058 | 0.0719 | 0.361 | 0.058 | 0.1951 | 0.1892 | 0.2181 | 0.6069 | 0.6304 | 0.1464 | 0.288 | 0.2943 | 0.3549 | 0.1837 | 0.1911 | 0.1579 | 0.2991 | 3.0261 | 2.9471 | 0.5879 | 0.2437 | 0.3486 | 0.106 | 0.2441 | 0.1431 | 2.0566 | 1.7342 | 0.6827 | 0.5982 | 0.9191 | 0.7375 | 0.6437 | 0.735 | 0.7823 | 0.3306 | 0.2056
Load_TR2_F5_63 | prosumer | 0.86 | 0.6393 | 0.3871 | 0.1919 | 0.1795 | 0.0638 | 0.1887 | 0.0983 | 0.2796 | 0.047 | 0.1336 | 0.2443 | 0.0791 | 0.1923 | 0.1662 | 0.1433 | 0.2218 | 0.1935 | 0.2036 | 0.2104 | 0.1279 | 0.2186 | 0.1705 | 0.0507 | 0.3087 | 0.2554 | 0.2389 | 0.5085 | 0.1383 | 0.0631 | 0.1876 | 0.1389 | 0.0984 | 0.0584 | 0.2978 | 0.1556 | 0.4161 | 0.2502 | 0.296 | 0.4988 | 0.4578 | 0.5372 | 0.6022 | 0.4648 | 0.0599 | 0.1108 | 0.267 | 0.0631
Load_TR2_F5_64 | prosumer | 0.053 | 0.1209 | 0.053 | 0.0832 | 0.0907 | 0.053 | 0.1209 | 0.053 | 0.053 | 0.0907 | 0.0832 | 0.1697 | 0.334 | 0.1209 | 0.053 | 0.0869 | 0.2702 | 0.2605 | 0.4216 | 0.2504 | 0.3293 | 0.0643 | 0.0681 | 0.1058 | 0.3334 | 0.0832 | 0.053 | 0.1209 | 0.0643 | 0.1096 | 0.0756 | 0.0983 | 0.053 | 0.053 | 0.0945 | 0.0794 | 0.155 | 0.3522 | 0.0833 | 0.4538 | 0.7806 | 0.7169 | 0.5174 | 0.6187 | 0.8185 | 0.7373 | 0.7022 | 0.3214
Load_TR2_F5_65 | customer | 0.5521 | 0.2815 | 0.1591 | 0.0647 | 0.2063 | 0.049 | 0.049 | 0.222 | 0.049 | 0.1512 | 0.1198 | 0.049 | 0.2142 | 0.0569 | 0.1038 | 0.3551 | 0.1418 | 0.187 | 0.1041 | 0.1041 | 0.167 | 0.0548 | 0.2509 | 0.1215 | 0.1753 | 0.3081 | 0.1949 | 0.5239 | 0.3965 | 0.1955 | 0.3742 | 0.4365 | 0.4061 | 0.3488 | 0.3947 | 0.2598 | 0.3129 | 0.3716 | 1.528 | 1.2817 | 0.7127 | 0.5118 | 0.7592 | 0.4575 | 0.5331 | 0.6434 | 0.6777 | 0.7769
Load_TR2_F5_66 | prosumer | 0.058 | 0.058 | 0.1607 | 0.1059 | 0.0922 | 0.1744 | 0.058 | 0.2018 | 0.0648 | 0.147 | 0.1196 | 0.058 | 0.1333 | 0.1333 | 0.058 | 0.1744 | 0.0922 | 0.058 | 0.2087 | 0.2113 | 0.3668 | 0.4278 | 0.4249 | 4.231 | 3.2232 | 0.6594 | 0.3335 | 0.8885 | 0.9344 | 0.3753 | 0.3559 | 0.8294 | 0.2697 | 0.2867 | 0.3644 | 0.2343 | 0.386 | 0.4537 | 0.1402 | 0.058 | 0.1607 | 0.1059 | 1.0091 | 1.0617 | 0.058 | 0.1881 | 0.0785 | 0.058
Load_TR2_F5_67 | prosumer | 0.049 | 0.049 | 0.1479 | 0.0737 | 0.049 | 0.049 | 0.1726 | 0.049 | 0.049 | 0.1541 | 0.0675 | 0.049 | 0.1726 | 0.049 | 0.049 | 0.0595 | 1.3601 | 0.916 | 1.1712 | 0.049 | 0.1726 | 0.049 | 0.1479 | 0.0737 | 0.049 | 0.0923 | 0.1293 | 0.0923 | 0.1293 | 0.057 | 0.312 | 1.8827 | 2.6091 | 2.8747 | 0.3944 | 0.1003 | 0.3606 | 0.049 | 0.049 | 0.1602 | 0.0614 | 0.0552 | 0.1664 | 0.0552 | 0.1664 | 0.049 | 0.049 | 0.0675
Load_TR2_F5_68 | customer | 0.05 | 0.1212 | 0.1035 | 0.0856 | 0.0856 | 0.05 | 0.1212 | 0.0579 | 0.1133 | 0.0658 | 0.1054 | 0.05 | 0.1212 | 0.05 | 0.1212 | 0.05 | 1.39 | 1.9818 | 0.0929 | 0.0774 | 0.1707 | 0.2122 | 0.0968 | 0.05 | 0.0896 | 0.0817 | 0.2458 | 0.1391 | 0.1542 | 0.1648 | 0.1973 | 0.1982 | 0.0716 | 0.076 | 0.0551 | 0.1707 | 0.1268 | 0.157 | 0.3465 | 0.1677 | 0.1565 | 0.31 | 0.383 | 0.4626 | 0.3291 | 0.1124 | 0.1212 | 0.0579
Load_TR2_F5_7 | prosumer | 0.2349 | 0.2027 | 0.0997 | 0.2026 | 0.2707 | 0.2481 | 0.0621 | 0.3275 | 0.1652 | 0.2447 | 0.1549 | 0.2182 | 0.1106 | 0.1517 | 0.286 | 0.1171 | 0.9321 | 0.6561 | 0.3224 | 0.1856 | 0.2775 | 0.2257 | 0.1262 | 0.371 | 0.0675 | 0.1504 | 0.336 | 0.1594 | 0.1549 | 0.1536 | 0.1106 | 0.2385 | 0.25 | 0.4256 | 0.1118 | 0.3442 | 0.1539 | 0.2388 | 0.3488 | 0.7848 | 0.9173 | 0.635 | 0.8784 | 0.6322 | 0.693 | 0.8428 | 0.7015 | 0.6851
Load_TR2_F5_8 | customer | 0.05 | 0.1306 | 0.05 | 0.05 | 0.05 | 0.1306 | 0.05 | 0.0679 | 0.1127 | 0.05 | 0.1306 | 0.05 | 0.1306 | 0.05 | 0.1261 | 0.0545 | 0.1037 | 0.0769 | 0.2938 | 0.1427 | 0.05 | 0.1306 | 0.05 | 0.1306 | 0.05 | 0.05 | 0.1261 | 0.2777 | 0.1306 | 0.05 | 0.1192 | 0.1124 | 0.3021 | 0.2299 | 0.4779 | 0.8079 | 0.1913 | 0.8334 | 0.3842 | 1.5918 | 0.2414 | 2.0483 | 1.4865 | 0.6139 | 0.3339 | 0.6353 | 0.9645 | 0.059
Load_TR2_F5_9 | customer | 0.2153 | 0.2253 | 0.05 | 0.2907 | 0.1499 | 0.1213 | 0.3096 | 0.0596 | 0.2815 | 0.1591 | 0.1501 | 0.204 | 0.0932 | 0.3003 | 0.1692 | 0.0644 | 0.1597 | 0.2425 | 0.0884 | 0.2612 | 0.1054 | 0.082 | 0.245 | 0.1805 | 1.3452 | 0.2911 | 0.5263 | 0.5608 | 1.2779 | 0.303 | 0.371 | 0.3514 | 0.339 | 0.1475 | 0.1724 | 0.3125 | 0.2812 | 0.5006 | 0.7825 | 0.5096 | 0.6379 | 0.6434 | 0.6601 | 0.4017 | 0.5506 | 0.2345 | 0.1145 | 0.2785
Load_TR2_F6_1 | prosumer | 0.2731 | 0.2496 | 0.1669 | 0.0764 | 0.3924 | 0.1304 | 0.1228 | 0.2707 | 0.1863 | 0.2731 | 0.1203 | 0.057 | 0.2137 | 0.2268 | 0.1885 | 0.1127 | 0.1798 | 0.3365 | 0.057 | 0.1692 | 0.3535 | 0.057 | 0.1639 | 0.2554 | 0.2272 | 0.3779 | 0.5374 | 0.3346 | 1.7766 | 0.1971 | 0.4553 | 0.1867 | 0.057 | 0.3224 | 0.0711 | 0.1281 | 0.296 | 0.1815 | 0.259 | 0.2379 | 0.1104 | 0.4041 | 0.0911 | 0.259 | 0.2379 | 0.2086 | 0.2649 | 0.2128
Load_TR2_F6_10 | prosumer | 0.1562 | 0.054 | 0.054 | 0.164 | 0.054 | 0.164 | 0.054 | 0.054 | 0.109 | 0.109 | 0.054 | 0.164 | 0.054 | 0.054 | 0.4 | 0.2661 | 0.1978 | 0.1937 | 0.233 | 0.2682 | 0.1969 | 0.3088 | 0.2381 | 0.054 | 0.2572 | 0.3115 | 0.054 | 0.164 | 0.054 | 0.054 | 0.054 | 0.164 | 0.054 | 0.0933 | 0.1247 | 0.054 | 0.2963 | 1.7298 | 2.311 | 1.0317 | 0.4094 | 1.2764 | 0.6643 | 0.6859 | 0.6326 | 0.6116 | 0.3303 | 0.7015
Load_TR2_F6_11 | prosumer | 0.5301 | 0.3633 | 0.8709 | 0.3093 | 0.044 | 0.1915 | 0.0673 | 0.044 | 0.1915 | 0.0673 | 0.044 | 0.2071 | 0.0518 | 0.0536 | 0.1437 | 0.1572 | 0.044 | 0.0906 | 0.1742 | 1.714 | 0.2661 | 0.0889 | 0.1585 | 0.244 | 0.3715 | 0.2586 | 0.2038 | 0.2873 | 0.3967 | 0.4102 | 0.402 | 0.3089 | 0.2364 | 0.3193 | 0.2056 | 0.2989 | 0.3296 | 0.3206 | 0.346 | 0.5188 | 0.738 | 0.7827 | 0.5801 | 1.0081 | 0.7294 | 0.8534 | 0.6764 | 0.6089
Load_TR2_F6_12 | prosumer | 0.1921 | 0.1742 | 0.0792 | 0.2294 | 0.1037 | 0.1976 | 0.1687 | 0.046 | 0.3139 | 0.101 | 0.0798 | 0.2942 | 0.0588 | 0.1953 | 0.171 | 0.046 | 0.3203 | 0.046 | 1.1401 | 1.5248 | 1.8867 | 0.2924 | 0.176 | 0.0657 | 0.3109 | 0.0614 | 0.186 | 0.0511 | 0.3203 | 0.046 | 0.1644 | 0.2019 | 0.0526 | 0.3137 | 0.046 | 0.3203 | 0.0563 | 0.0563 | 0.2504 | 0.4571 | 0.391 | 0.7537 | 0.4145 | 0.5241 | 0.6955 | 0.3302 | 0.2608 | 0.1642
Load_TR2_F6_13 | prosumer | 0.1668 | 0.262 | 0.1882 | 0.2369 | 0.06 | 0.06 | 0.06 | 0.06 | 0.06 | 0.06 | 0.06 | 0.06 | 0.06 | 0.06 | 0.06 | 0.06 | 0.06 | 0.06 | 0.06 | 0.06 | 0.06 | 0.06 | 0.0897 | 0.0987 | 0.06 | 0.1017 | 0.06 | 0.06 | 0.06 | 0.06 | 0.06 | 0.06 | 0.06 | 0.06 | 0.1569 | 0.113 | 0.085 | 0.089 | 0.2425 | 0.3796 | 0.5042 | 0.5386 | 0.7329 | 0.3687 | 0.4883 | 0.598 | 0.5548 | 0.623
Load_TR2_F6_14 | prosumer | 0.1439 | 0.049 | 0.1439 | 0.049 | 0.1107 | 0.0822 | 0.049 | 0.1439 | 0.049 | 0.1439 | 0.049 | 0.2936 | 0.1192 | 0.049 | 0.1439 | 0.049 | 0.1268 | 0.5405 | 0.2913 | 0.2557 | 0.049 | 0.1107 | 0.3912 | 0.049 | 0.0822 | 0.1107 | 0.049 | 0.3526 | 0.2566 | 0.2207 | 0.2898 | 0.0875 | 0.0926 | 0.2346 | 1.1075 | 0.3947 | 0.284 | 0.254 | 0.759 | 1.4363 | 2.0407 | 0.527 | 0.4456 | 0.3504 | 0.1202 | 0.049 | 0.1439 | 0.049
Load_TR2_F6_15 | prosumer | 0.1666 | 0.1288 | 0.0505 | 0.1088 | 0.1878 | 0.0648 | 0.1193 | 0.1127 | 0.042 | 0.2107 | 0.1127 | 0.1334 | 0.1547 | 0.1368 | 0.1513 | 0.2694 | 0.3602 | 0.3708 | 0.2654 | 0.2707 | 0.3304 | 0.2588 | 0.2831 | 0.1508 | 1.0043 | 0.1261 | 0.1083 | 0.1334 | 0.1176 | 0.1144 | 0.1334 | 0.1468 | 0.0989 | 0.197 | 0.1514 | 0.1822 | 0.1869 | 0.2954 | 0.4107 | 0.3056 | 0.5218 | 0.7091 | 0.6132 | 0.1366 | 0.1061 | 0.19 | 0.1334 | 0.1127
Load_TR2_F6_16 | prosumer | 0.034 | 0.034 | 0.1509 | 0.0886 | 0.034 | 0.034 | 0.034 | 0.1821 | 0.0574 | 0.0808 | 0.1587 | 0.034 | 0.034 | 0.2055 | 0.034 | 0.1587 | 0.0808 | 0.034 | 0.3454 | 0.034 | 0.1899 | 0.1491 | 0.034 | 0.2559 | 0.3355 | 1.3299 | 0.1867 | 0.2496 | 0.4045 | 0.5296 | 0.3673 | 1.6724 | 1.1713 | 1.7739 | 0.2428 | 1.2952 | 0.9746 | 1.667 | 0.4614 | 0.2603 | 0.434 | 0.3551 | 0.5557 | 0.759 | 0.5009 | 0.3714 | 0.3893 | 0.3371
Load_TR2_F6_17 | prosumer | 0.038 | 0.1383 | 0.0841 | 0.2611 | 0.038 | 0.207 | 0.1383 | 0.1762 | 0.1475 | 0.0595 | 0.1604 | 0.1849 | 0.038 | 0.1383 | 0.207 | 0.038 | 0.1588 | 0.1864 | 0.038 | 0.0918 | 0.232 | 0.0595 | 0.207 | 0.1869 | 0.2965 | 0.1245 | 0.0672 | 0.1993 | 0.1383 | 0.1609 | 0.0841 | 0.1383 | 0.1916 | 0.1035 | 0.1189 | 0.1762 | 0.2769 | 0.3564 | 0.4375 | 0.5646 | 0.3755 | 0.2458 | 0.038 | 0.0666 | 0.2402 | 0.0764 | 0.1383 | 0.207
Load_TR2_F6_18 | prosumer | 0.4013 | 0.5618 | 0.048 | 0.0819 | 0.1633 | 0.048 | 0.1837 | 0.0616 | 0.143 | 0.1023 | 0.048 | 0.0955 | 0.1498 | 0.048 | 0.2143 | 0.1034 | 0.048 | 0.1997 | 0.0603 | 0.157 | 1.6781 | 0.6352 | 0.6732 | 0.3739 | 0.2995 | 0.2514 | 0.3985 | 0.5018 | 0.281 | 0.3891 | 0.1643 | 0.2894 | 0.2653 | 0.1202 | 0.2274 | 0.0957 | 0.3041 | 0.1746 | 0.1411 | 0.4301 | 0.4215 | 0.7709 | 0.4905 | 0.6684 | 0.3641 | 0.0548 | 0.3028 | 0.3937
Load_TR2_F6_19 | prosumer | 0.1783 | 0.1013 | 0.1279 | 0.2246 | 0.0631 | 0.1198 | 0.2448 | 0.1076 | 0.2383 | 0.1142 | 0.0752 | 0.2464 | 0.0858 | 0.0858 | 0.2666 | 0.055 | 0.2269 | 0.4334 | 0.2644 | 0.3032 | 0.3293 | 1.0755 | 0.1671 | 1.1582 | 2.1677 | 1.6464 | 0.2117 | 0.2473 | 0.1005 | 0.3155 | 0.0935 | 0.1013 | 0.239 | 0.0671 | 0.2496 | 0.1028 | 0.055 | 0.1068 | 0.2456 | 0.055 | 0.282 | 0.0704 | 0.141 | 0.2115 | 0.055 | 0.261 | 0.0914 | 0.2201
Load_TR2_F6_2 | customer | 0.1307 | 0.1171 | 0.0762 | 0.1715 | 0.049 | 0.1919 | 0.0558 | 0.0898 | 0.19 | 0.4351 | 0.2298 | 0.049 | 0.049 | 0.1987 | 0.049 | 0.049 | 0.1636 | 0.1706 | 0.2026 | 0.2676 | 0.2345 | 0.049 | 0.1579 | 0.0898 | 0.1171 | 0.1307 | 0.1524 | 0.5447 | 0.2799 | 0.2263 | 0.1511 | 0.1732 | 0.2501 | 0.2631 | 0.1123 | 0.4238 | 0.0982 | 0.2525 | 0.1645 | 0.1585 | 0.1239 | 0.049 | 0.1579 | 0.0898 | 0.9964 | 0.248 | 0.2244 | 0.1179
Load_TR2_F6_20 | prosumer | 0.6102 | 0.2305 | 0.1043 | 0.1644 | 0.1703 | 0.091 | 0.2173 | 0.0734 | 0.2701 | 0.0646 | 0.047 | 0.2085 | 0.047 | 0.163 | 0.1718 | 1.0381 | 0.3538 | 1.4624 | 1.3136 | 0.6903 | 0.1363 | 0.3913 | 0.3841 | 2.0925 | 1.0911 | 0.3598 | 0.4115 | 0.4885 | 0.3532 | 0.9276 | 1.2306 | 2.0705 | 0.3475 | 0.5002 | 1.027 | 0.79 | 0.4466 | 0.1864 | 0.4508 | 0.4318 | 2.1679 | 2.4652 | 1.9231 | 1.6923 | 1.179 | 0.3954 | 0.1263 | 0.1791
Load_TR2_F6_21 | prosumer | 0.048 | 0.048 | 0.048 | 0.048 | 0.048 | 0.048 | 0.048 | 0.048 | 0.048 | 0.048 | 0.048 | 0.048 | 0.048 | 0.048 | 0.0545 | 0.1456 | 0.048 | 0.048 | 0.048 | 0.048 | 0.3358 | 3.0302 | 2.3349 | 0.6703 | 0.0811 | 0.0831 | 0.2456 | 0.048 | 0.048 | 0.1416 | 0.0617 | 0.1522 | 0.1324 | 2.2084 | 0.1524 | 0.1033 | 0.0957 | 0.2856 | 0.096 | 0.2101 | 0.3089 | 0.189 | 0.2424 | 0.2414 | 0.321 | 0.8466 | 0.2895 | 0.048
Load_TR2_F6_22 | prosumer | 0.1453 | 0.047 | 0.1143 | 0.1831 | 0.0832 | 0.2142 | 0.047 | 0.1025 | 0.1949 | 0.047 | 0.047 | 0.1365 | 0.1609 | 0.047 | 0.1195 | 0.168 | 0.0777 | 0.1402 | 0.1365 | 0.5834 | 0.971 | 0.047 | 0.1557 | 0.1417 | 0.047 | 0.1822 | 0.1765 | 0.1171 | 0.1937 | 0.0905 | 0.206 | 0.1751 | 0.1306 | 0.1275 | 0.1982 | 0.1183 | 0.2697 | 0.3651 | 0.2557 | 0.4082 | 0.5886 | 0.6253 | 0.047 | 0.1195 | 0.0884 | 0.0619 | 0.2355 | 0.047
Load_TR2_F6_23 | prosumer | 0.029 | 0.029 | 0.029 | 0.029 | 0.029 | 0.029 | 0.029 | 0.029 | 0.029 | 0.029 | 0.029 | 0.029 | 0.029 | 0.029 | 0.029 | 0.029 | 0.029 | 0.029 | 0.029 | 0.029 | 0.029 | 0.029 | 0.029 | 0.029 | 0.029 | 0.6788 | 0.7915 | 0.0591 | 0.049 | 0.029 | 0.029 | 0.029 | 0.029 | 0.029 | 0.029 | 0.029 | 0.029 | 0.068 | 0.1721 | 1.344 | 0.5086 | 0.5667 | 0.5954 | 0.4701 | 0.3829 | 0.4618 | 0.1848 | 0.029
Load_TR2_F6_24 | prosumer | 0.3672 | 0.4471 | 0.1723 | 0.5444 | 0.2312 | 0.3334 | 0.5202 | 0.0756 | 0.048 | 0.048 | 0.1999 | 0.048 | 0.1654 | 0.0825 | 0.124 | 0.124 | 0.048 | 0.0825 | 0.1654 | 0.048 | 0.048 | 0.048 | 0.1999 | 0.048 | 0.1447 | 0.1032 | 0.048 | 0.0894 | 0.1585 | 0.048 | 0.048 | 0.1999 | 0.048 | 0.1861 | 0.0618 | 0.0588 | 0.048 | 0.4602 | 0.2001 | 0.2054 | 0.2773 | 0.1962 | 0.3691 | 0.3675 | 0.4489 | 0.4394 | 0.44 | 0.2532
Load_TR2_F6_25 | prosumer | 0.4308 | 0.4371 | 0.039 | 0.1419 | 0.1943 | 0.039 | 0.1046 | 0.2317 | 0.039 | 0.1943 | 0.1419 | 0.039 | 0.2458 | 0.0905 | 0.159 | 0.1772 | 0.0703 | 0.1872 | 0.1434 | 0.329 | 0.2249 | 0.249 | 0.1875 | 0.5527 | 0.1875 | 0.5383 | 0.2537 | 0.0602 | 0.2761 | 0.039 | 0.2037 | 0.1325 | 0.039 | 0.269 | 0.0672 | 0.2844 | 0.4433 | 1.1485 | 0.3935 | 0.2695 | 0.039 | 0.1419 | 0.1943 | 0.0831 | 0.119 | 0.1731 | 0.1419 | 0.1449
Load_TR2_F6_26 | prosumer | 0.0624 | 0.1919 | 0.038 | 0.1535 | 0.1008 | 0.038 | 0.1605 | 0.0938 | 0.137 | 0.0545 | 0.1008 | 0.1535 | 0.038 | 0.038 | 0.1535 | 0.1008 | 0.038 | 0.2163 | 0.038 | 0.0875 | 0.1354 | 0.0694 | 0.1535 | 0.038 | 0.0957 | 0.1586 | 0.038 | 0.1627 | 0.0916 | 0.0624 | 0.1506 | 0.0792 | 0.0694 | 0.0942 | 0.1706 | 0.3917 | 0.305 | 0.2763 | 0.2692 | 0.5359 | 0.522 | 0.3078 | 0.5569 | 0.6149 | 0.5928 | 0.5449 | 0.038 | 0.1535
Load_TR2_F6_27 | prosumer | 0.047 | 0.047 | 0.047 | 0.047 | 0.047 | 0.047 | 0.047 | 0.047 | 0.047 | 0.047 | 0.047 | 0.047 | 0.047 | 0.047 | 0.047 | 0.0603 | 0.0537 | 0.047 | 0.047 | 0.047 | 0.047 | 0.055 | 0.082 | 0.0597 | 0.0645 | 0.047 | 0.0613 | 0.0677 | 0.047 | 0.047 | 0.0985 | 0.2154 | 0.2514 | 0.2527 | 0.2114 | 0.286 | 0.2886 | 0.2926 | 0.2628 | 0.4008 | 0.3885 | 0.2086 | 0.2614 | 0.4006 | 0.3035 | 0.1654 | 0.1822 | 0.3468
Load_TR2_F6_28 | prosumer | 0.048 | 0.048 | 0.2118 | 0.4566 | 0.9364 | 1.0645 | 1.7299 | 0.1862 | 0.048 | 0.1548 | 0.0794 | 0.048 | 0.136 | 0.0983 | 0.2416 | 0.084 | 0.0731 | 0.1611 | 0.048 | 0.2162 | 0.1139 | 1.0339 | 0.8547 | 1.4406 | 0.048 | 0.201 | 0.135 | 0.1619 | 0.4682 | 0.048 | 0.1485 | 0.0857 | 0.048 | 0.0794 | 0.1548 | 0.048 | 0.048 | 0.1862 | 0.048 | 1.1748 | 0.6749 | 0.7596 | 0.7576 | 0.4672 | 0.6206 | 1.66 | 0.6798 | 0.7638
Load_TR2_F6_29 | prosumer | 0.1595 | 0.2497 | 0.2079 | 0.057 | 0.2901 | 0.1595 | 0.2097 | 0.2163 | 0.1085 | 0.246 | 0.1996 | 0.1048 | 0.3569 | 0.1006 | 0.1216 | 1.0345 | 0.1286 | 0.217 | 0.2686 | 0.1488 | 0.4382 | 0.2634 | 2.2583 | 2.7794 | 1.2672 | 0.386 | 0.0501 | 0.1581 | 0.9243 | 2.6117 | 2.6988 | 0.4519 | 0.1048 | 0.2321 | 0.2255 | 0.1123 | 0.3453 | 0.049 | 0.2473 | 0.2103 | 0.049 | 0.2737 | 0.1838 | 0.0893 | 0.3683 | 0.049 | 0.1167 | 0.2304
Load_TR2_F6_3 | customer | 0.1197 | 0.032 | 0.0633 | 0.1385 | 0.032 | 0.032 | 0.0445 | 0.1573 | 0.032 | 0.032 | 0.1699 | 0.032 | 0.032 | 0.032 | 0.0445 | 0.1573 | 0.032 | 0.1009 | 0.1009 | 0.0508 | 0.2299 | 0.2704 | 0.2898 | 0.032 | 0.1936 | 0.526 | 0.3722 | 0.6069 | 0.4623 | 0.032 | 0.4372 | 0.4295 | 0.1033 | 0.2081 | 0.116 | 0.0997 | 0.4905 | 0.6653 | 0.4558 | 0.5949 | 0.5236 | 0.4225 | 0.5126 | 0.6503 | 0.2417 | 0.0869 | 0.371 | 0.1893
Load_TR2_F6_30 | prosumer | 0.4553 | 0.4774 | 0.2234 | 0.047 | 0.1091 | 0.1557 | 0.047 | 0.2178 | 0.047 | 0.047 | 0.1402 | 0.1246 | 0.047 | 0.2178 | 2.693 | 1.2884 | 0.394 | 0.0578 | 0.3344 | 0.1189 | 0.047 | 0.2448 | 0.2334 | 0.2023 | 0.2515 | 0.0664 | 1.0696 | 0.152 | 0.3592 | 0.1783 | 0.2771 | 0.0482 | 0.1517 | 0.1169 | 0.047 | 0.4042 | 0.0554 | 0.1904 | 0.1678 | 0.407 | 0.583 | 0.4514 | 0.2676 | 0.6207 | 0.3741 | 0.3131 | 0.1324 | 0.047
Load_TR2_F6_31 | prosumer | 0.9014 | 0.7945 | 0.9296 | 0.1301 | 0.055 | 0.055 | 0.055 | 0.1218 | 0.0633 | 0.1301 | 0.055 | 0.1301 | 0.055 | 0.055 | 0.4493 | 0.4483 | 0.3111 | 0.055 | 0.2905 | 0.2018 | 0.2015 | 0.2622 | 0.1612 | 0.5386 | 0.0631 | 0.3346 | 0.3323 | 0.1672 | 0.3614 | 0.0882 | 0.354 | 0.5765 | 0.4733 | 0.1605 | 0.1663 | 0.2837 | 0.055 | 0.1231 | 0.5016 | 0.8204 | 0.5678 | 0.4829 | 0.5369 | 0.8599 | 1.1469 | 0.674 | 1.0018 | 0.0633
Load_TR2_F6_32 | prosumer | 0.3134 | 0.05 | 0.2725 | 0.1309 | 0.1894 | 0.1359 | 0.22 | 0.1794 | 0.2268 | 0.05 | 0.3706 | 0.0644 | 0.0553 | 0.15 | 0.1219 | 0.2415 | 0.2676 | 0.2622 | 0.2 | 0.3055 | 0.4298 | 0.369 | 0.4626 | 0.2765 | 0.2927 | 0.301 | 0.1788 | 0.1003 | 0.2294 | 0.1151 | 0.2563 | 0.4148 | 0.2093 | 0.4234 | 0.2627 | 0.2981 | 0.5093 | 0.1801 | 0.2768 | 0.252 | 0.2227 | 0.5597 | 0.5161 | 0.3508 | 0.9864 | 0.4205 | 0.3797 | 0.0553
Load_TR2_F6_33 | prosumer | 0.7568 | 1.748 | 0.258 | 0.5238 | 0.3018 | 0.1552 | 0.057 | 0.029 | 0.1762 | 0.036 | 0.0851 | 0.1271 | 0.029 | 0.1832 | 0.029 | 0.057 | 0.1552 | 0.029 | 0.029 | 0.0781 | 0.1341 | 0.029 | 0.3409 | 0.3054 | 0.036 | 0.1762 | 0.029 | 0.1622 | 0.3019 | 0.2559 | 0.1876 | 0.3119 | 0.3953 | 0.243 | 0.1834 | 0.1135 | 0.7542 | 0.59 | 0.438 | 1.3968 | 0.6303 | 0.2946 | 0.2843 | 0.3594 | 0.3061 | 0.386 | 0.2768 | 0.0903
Load_TR2_F6_34 | prosumer | 0.1778 | 0.052 | 0.2058 | 0.052 | 0.1079 | 0.1498 | 0.052 | 0.052 | 0.1219 | 0.1359 | 0.052 | 0.052 | 0.2058 | 1.4303 | 0.7616 | 0.6417 | 0.436 | 0.3975 | 0.2519 | 0.3696 | 1.4947 | 0.2189 | 0.7004 | 1.881 | 0.08 | 0.3658 | 0.0587 | 0.5445 | 0.1108 | 0.3904 | 1.3999 | 0.7871 | 0.5632 | 0.443 | 0.6877 | 0.4301 | 0.6399 | 3.0957 | 3.697 | 1.0454 | 0.4731 | 0.5048 | 1.6946 | 0.8826 | 0.8744 | 0.1702 | 0.052 | 0.2058
Load_TR2_F6_35 | customer | 0.1674 | 0.0675 | 0.055 | 0.055 | 0.1799 | 0.055 | 0.1736 | 0.0612 | 0.055 | 0.055 | 0.1174 | 0.1174 | 0.055 | 0.055 | 0.1487 | 0.0862 | 0.2335 | 0.2545 | 0.6628 | 0.0561 | 0.3683 | 0.0869 | 0.1078 | 0.1424 | 0.0675 | 0.1674 | 0.1703 | 0.8358 | 1.3942 | 0.6943 | 1.0668 | 2.7365 | 2.6477 | 0.1695 | 0.055 | 0.055 | 0.1362 | 0.0987 | 0.055 | 0.1799 | 0.5365 | 0.4596 | 0.4438 | 0.5542 | 1.4945 | 1.2286 | 0.5084 | 0.1529
Load_TR2_F6_36 | prosumer | 0.038 | 0.038 | 0.1386 | 0.038 | 0.038 | 0.1386 | 0.038 | 0.038 | 0.1386 | 0.038 | 0.038 | 0.1386 | 0.038 | 0.038 | 0.1386 | 0.038 | 0.6554 | 1.4762 | 0.1072 | 0.4771 | 2.537 | 2.6376 | 0.4545 | 0.038 | 0.038 | 0.1386 | 0.038 | 0.1027 | 0.0739 | 0.038 | 0.1386 | 0.038 | 0.0667 | 0.1099 | 0.038 | 0.1386 | 0.038 | 0.0935 | 0.2545 | 0.4516 | 0.4324 | 0.5383 | 0.3471 | 0.7073 | 0.1314 | 0.038 | 0.1386 | 0.038
Load_TR2_F6_37 | customer | 0.0904 | 0.049 | 0.2208 | 0.1543 | 0.0941 | 0.2811 | 0.049 | 0.2916 | 0.0835 | 0.2295 | 0.1457 | 0.1742 | 0.1112 | 0.239 | 0.074 | 0.2842 | 0.2489 | 0.5082 | 0.7708 | 0.3435 | 0.4274 | 0.5377 | 0.4763 | 0.6389 | 2.1476 | 0.4241 | 0.1112 | 0.5263 | 0.1082 | 0.357 | 0.3483 | 0.5786 | 0.4813 | 1.4766 | 0.9882 | 0.429 | 0.074 | 0.364 | 0.404 | 0.1304 | 0.1964 | 0.0974 | 0.5677 | 0.7376 | 0.9333 | 0.3525 | 0.4857 | 0.5694
Load_TR2_F6_38 | prosumer | 0.4092 | 0.3567 | 0.0664 | 0.1901 | 0.1344 | 0.1301 | 0.1944 | 0.04 | 0.2845 | 0.04 | 0.04 | 0.055 | 0.1901 | 0.0929 | 0.0815 | 0.1901 | 0.0474 | 0.2066 | 0.0885 | 0.1609 | 0.1297 | 0.7581 | 2.5229 | 1.7852 | 0.162 | 0.2914 | 0.0515 | 0.1751 | 0.07 | 0.1226 | 0.1358 | 0.1061 | 0.1901 | 0.0884 | 0.1874 | 0.3237 | 1.1118 | 0.2097 | 0.1879 | 0.2355 | 0.3561 | 0.1861 | 0.2826 | 0.3114 | 0.3199 | 0.3961 | 0.3583 | 0.1706
Load_TR2_F6_39 | prosumer | 0.116 | 0.1435 | 0.054 | 0.1573 | 0.1022 | 0.054 | 0.054 | 0.116 | 0.1435 | 0.054 | 0.0747 | 0.1848 | 0.054 | 0.1917 | 0.0678 | 0.054 | 0.054 | 0.1435 | 2.0585 | 0.6477 | 0.101 | 0.2546 | 0.188 | 0.3354 | 0.413 | 0.054 | 0.1642 | 0.0953 | 0.054 | 0.2055 | 0.054 | 0.054 | 0.216 | 0.1039 | 0.3041 | 0.054 | 0.1229 | 0.4397 | 0.3222 | 0.5606 | 0.4578 | 1.3998 | 0.4976 | 0.3628 | 0.5337 | 0.284 | 0.4844 | 0.1515
Load_TR2_F6_4 | customer | 0.1295 | 0.0823 | 0.1106 | 0.1012 | 0.0917 | 0.054 | 0.087 | 0.1059 | 0.054 | 0.054 | 0.054 | 0.0634 | 0.1295 | 0.054 | 0.1698 | 2.0509 | 1.8305 | 1.1694 | 0.4114 | 1.3354 | 0.054 | 0.054 | 0.054 | 0.1579 | 0.054 | 0.1389 | 0.054 | 0.1389 | 0.054 | 0.1648 | 0.376 | 0.1453 | 0.0864 | 0.4269 | 0.4964 | 0.0666 | 0.2591 | 0.2307 | 0.2955 | 0.054 | 0.054 | 0.054 | 0.3601 | 0.4062 | 0.4366 | 0.445 | 0.2895 | 0.1248
Load_TR2_F6_40 | prosumer | 0.048 | 0.1005 | 0.3037 | 0.0769 | 0.1203 | 0.269 | 0.1062 | 0.2394 | 0.1792 | 0.048 | 0.2621 | 0.3604 | 0.2161 | 1.5606 | 0.2934 | 1.4221 | 0.5454 | 0.3273 | 0.5762 | 0.5385 | 0.2503 | 0.3974 | 0.0572 | 0.048 | 0.3147 | 0.5124 | 0.048 | 0.2838 | 0.1493 | 0.048 | 0.3634 | 0.0697 | 0.048 | 0.1615 | 0.3194 | 0.0943 | 1.3534 | 0.2009 | 0.3023 | 0.5735 | 0.2367 | 0.4093 | 0.5228 | 1.2307 | 0.6806 | 0.7499 | 0.5675 | 0.5005
Load_TR2_F6_41 | customer | 0.049 | 0.049 | 0.049 | 0.049 | 0.049 | 0.049 | 0.049 | 0.049 | 0.049 | 0.049 | 0.049 | 0.049 | 0.049 | 0.049 | 0.1063 | 0.1116 | 0.1449 | 1.0046 | 0.1016 | 0.0924 | 0.0736 | 0.049 | 0.0716 | 0.1202 | 0.1803 | 0.1701 | 0.9349 | 0.2773 | 0.4947 | 0.133 | 0.049 | 0.5026 | 1.3947 | 0.4174 | 0.1025 | 0.4385 | 0.2115 | 0.3798 | 0.049 | 0.049 | 0.049 | 0.049 | 0.049 | 0.049 | 0.049 | 0.049 | 0.3964 | 0.1651
Load_TR2_F6_42 | prosumer | 0.384 | 0.054 | 0.3461 | 0.0739 | 0.3415 | 0.1144 | 0.3091 | 0.1827 | 0.1592 | 0.1598 | 0.2388 | 0.1618 | 0.2782 | 0.1879 | 0.26 | 0.1622 | 0.1635 | 0.2891 | 0.3101 | 0.3613 | 0.447 | 2.2095 | 2.5968 | 1.951 | 0.209 | 0.2639 | 0.2398 | 1.1335 | 0.6056 | 0.3996 | 0.246 | 0.1427 | 0.1418 | 0.7082 | 0.706 | 0.7192 | 0.8493 | 0.4953 | 0.7129 | 0.3661 | 0.2241 | 0.1353 | 0.2887 | 0.0849 | 0.2096 | 0.054 | 0.4059 | 0.066
Load_TR2_F6_43 | prosumer | 0.054 | 0.2155 | 0.0583 | 0.054 | 0.1315 | 0.1423 | 0.054 | 0.054 | 0.1423 | 0.1185 | 0.0985 | 0.1323 | 0.1099 | 0.054 | 0.1423 | 0.054 | 0.1315 | 0.1942 | 1.6659 | 1.4541 | 1.1433 | 0.1974 | 0.2347 | 0.6195 | 0.5548 | 0.7274 | 0.4009 | 0.1089 | 0.1653 | 0.1021 | 0.302 | 0.7193 | 0.1569 | 0.144 | 0.2498 | 0.054 | 0.2855 | 0.054 | 0.1423 | 0.1315 | 0.0729 | 0.2008 | 0.0583 | 0.3604 | 0.4995 | 0.436 | 0.5956 | 0.7427
Load_TR2_F6_44 | customer | 0.1166 | 0.0852 | 0.0544 | 0.2229 | 0.067 | 0.1005 | 0.046 | 0.1558 | 0.1214 | 0.046 | 0.1558 | 0.046 | 0.2312 | 0.046 | 0.1763 | 0.1009 | 0.046 | 0.1214 | 0.046 | 0.2312 | 0.0604 | 0.1989 | 0.0623 | 0.124 | 0.1558 | 0.046 | 0.046 | 0.2312 | 1.849 | 0.191 | 0.4265 | 0.1383 | 0.2033 | 0.1474 | 0.4352 | 0.1387 | 0.1366 | 0.0931 | 0.0921 | 0.1851 | 0.1005 | 0.1781 | 0.1206 | 0.2679 | 0.4704 | 0.107 | 0.1692 | 0.601
Load_TR2_F6_45 | customer | 0.5774 | 0.4897 | 0.2732 | 0.0848 | 0.2881 | 0.1433 | 0.1995 | 0.2392 | 0.042 | 0.2687 | 0.17 | 0.042 | 0.1823 | 0.2564 | 0.2729 | 0.2576 | 0.3535 | 0.489 | 0.0572 | 0.2406 | 0.3179 | 0.4507 | 0.4016 | 1.0075 | 3.0598 | 1.9052 | 0.4365 | 0.335 | 0.1935 | 0.3789 | 0.1551 | 0.302 | 0.3234 | 1.2339 | 1.1878 | 1.8042 | 0.3548 | 0.5796 | 0.5944 | 0.7312 | 0.9048 | 1.0234 | 0.6867 | 0.6497 | 0.1805 | 0.1955 | 0.2362 | 0.413
Load_TR2_F6_46 | prosumer | 0.5937 | 0.5725 | 0.5629 | 0.058 | 0.2905 | 0.13 | 0.1013 | 0.3193 | 0.058 | 0.21 | 0.2105 | 0.146 | 0.1781 | 0.1544 | 0.058 | 0.3626 | 1.9124 | 0.3362 | 0.2499 | 0.295 | 0.066 | 0.3546 | 0.058 | 0.135 | 0.2856 | 0.058 | 0.3417 | 0.1236 | 0.2912 | 0.3686 | 0.1963 | 0.4052 | 0.2604 | 0.3942 | 0.2771 | 0.2002 | 0.138 | 0.6411 | 1.6412 | 0.4917 | 0.5626 | 0.6514 | 0.4957 | 0.17 | 0.058 | 0.2726 | 0.148 | 0.058
Load_TR2_F6_47 | customer | 0.045 | 0.1388 | 0.045 | 0.1388 | 0.045 | 0.1388 | 0.045 | 0.045 | 0.1388 | 0.045 | 0.1388 | 0.045 | 0.1013 | 0.0825 | 0.045 | 0.0563 | 0.1013 | 0.2916 | 2.0625 | 0.8015 | 1.0392 | 0.5931 | 0.1832 | 1.1805 | 0.4183 | 0.1354 | 0.202 | 0.0892 | 0.0988 | 0.1668 | 0.0591 | 0.1247 | 0.045 | 0.0825 | 0.1013 | 0.1005 | 0.1478 | 0.0753 | 0.2416 | 0.2031 | 0.3022 | 0.3942 | 0.5067 | 0.4655 | 0.4839 | 0.5486 | 0.4088 | 1.1005
Load_TR2_F6_48 | prosumer | 0.211 | 0.046 | 0.3164 | 0.0894 | 0.0894 | 0.3041 | 0.0583 | 0.1415 | 0.1415 | 0.046 | 0.1564 | 0.2493 | 0.046 | 0.2493 | 0.1564 | 0.1502 | 0.2003 | 0.1167 | 0.2446 | 0.2148 | 1.1337 | 0.9164 | 0.2137 | 1.0145 | 1.3613 | 0.4072 | 0.3297 | 0.5557 | 0.1819 | 0.1962 | 0.3147 | 1.2989 | 0.4413 | 0.24 | 0.4094 | 0.2716 | 1.4863 | 0.4278 | 0.0828 | 0.046 | 0.2371 | 0.0644 | 0.2024 | 0.2034 | 0.1503 | 0.0721 | 0.3337 | 0.046
Load_TR2_F6_49 | customer | 0.1157 | 0.053 | 0.053 | 0.1336 | 0.053 | 0.1023 | 0.0843 | 0.053 | 0.053 | 0.1202 | 0.0664 | 0.1291 | 0.0575 | 0.1247 | 0.062 | 0.1336 | 0.1672 | 0.1479 | 0.0936 | 0.1381 | 0.0897 | 0.907 | 0.1905 | 0.1347 | 0.0575 | 0.2927 | 0.053 | 0.3139 | 0.053 | 0.1336 | 0.053 | 0.1336 | 0.053 | 0.0754 | 0.1112 | 0.053 | 0.1336 | 0.053 | 0.0799 | 0.1771 | 0.437 | 0.4265 | 0.8826 | 1.131 | 0.298 | 0.2241 | 0.053 | 0.0799
Load_TR2_F6_5 | prosumer | 0.145 | 0.1983 | 0.171 | 0.3482 | 0.1543 | 0.1841 | 0.2348 | 0.171 | 0.212 | 0.1902 | 0.283 | 0.0599 | 0.3518 | 0.1674 | 0.269 | 2.7175 | 0.4602 | 0.3566 | 0.1354 | 0.307 | 0.244 | 0.1013 | 0.3665 | 0.1818 | 0.3585 | 1.3912 | 0.086 | 1.1253 | 1.1774 | 1.6846 | 0.473 | 0.3574 | 2.3893 | 0.1671 | 0.6025 | 1.4326 | 1.136 | 1.2193 | 2.2385 | 0.5609 | 0.4093 | 0.7159 | 0.8341 | 0.8049 | 1.0649 | 0.9336 | 0.224 | 0.2953
Load_TR2_F6_50 | prosumer | 0.156 | 0.2934 | 0.1212 | 0.2222 | 0.0828 | 0.2867 | 0.1672 | 0.2298 | 0.2206 | 0.1212 | 0.2622 | 0.1452 | 0.0582 | 0.1329 | 0.2817 | 0.2319 | 0.0727 | 0.3443 | 0.097 | 0.1524 | 0.3199 | 0.1493 | 0.0945 | 0.0672 | 0.3549 | 0.0919 | 0.2217 | 0.1906 | 0.1017 | 1.5333 | 0.9708 | 1.6557 | 0.326 | 0.1343 | 0.4083 | 0.3734 | 0.3257 | 0.2777 | 0.6969 | 0.3692 | 0.3002 | 0.5996 | 0.2333 | 0.0919 | 0.1379 | 0.1705 | 0.2056 | 0.1928
Load_TR2_F6_51 | prosumer | 0.053 | 0.0612 | 0.1186 | 0.0612 | 0.1186 | 0.053 | 0.0858 | 0.094 | 0.053 | 0.1268 | 0.053 | 0.1268 | 0.053 | 0.1268 | 0.053 | 0.1104 | 0.6195 | 0.7395 | 0.3155 | 0.2845 | 0.0858 | 0.0694 | 0.1104 | 0.053 | 0.053 | 0.1268 | 0.1023 | 0.2133 | 1.4197 | 2.4125 | 0.2908 | 1.316 | 0.053 | 0.1442 | 0.3457 | 0.6691 | 0.1072 | 0.0806 | 0.1199 | 0.4366 | 0.5327 | 0.8407 | 0.4541 | 0.3889 | 0.3958 | 0.4617 | 0.053 | 0.053
Load_TR2_F6_52 | prosumer | 0.056 | 0.2407 | 0.056 | 0.1315 | 0.1651 | 0.056 | 0.1567 | 0.1399 | 0.056 | 0.2155 | 0.0812 | 0.056 | 0.2854 | 0.1837 | 0.2922 | 0.056 | 0.4031 | 0.4872 | 0.2993 | 0.191 | 0.6644 | 0.523 | 0.4831 | 0.8183 | 0.4127 | 0.4051 | 0.1674 | 0.5903 | 1.1843 | 0.6869 | 0.3927 | 0.2435 | 0.2455 | 0.662 | 0.5541 | 0.3378 | 0.3336 | 0.2648 | 2.6447 | 1.4062 | 0.4996 | 0.6059 | 2.2033 | 0.6148 | 0.7053 | 0.8135 | 0.5569 | 0.056
Load_TR2_F6_53 | customer | 0.052 | 0.1135 | 0.1182 | 0.052 | 0.052 | 0.052 | 0.052 | 0.052 | 0.052 | 0.052 | 0.052 | 0.052 | 0.052 | 0.052 | 0.052 | 0.1086 | 0.1873 | 0.1898 | 1.5669 | 2.6428 | 1.2797 | 0.2398 | 1.8927 | 3.3393 | 1.3787 | 0.2202 | 0.085 | 0.0674 | 0.0599 | 0.1266 | 0.142 | 0.0931 | 0.1347 | 0.1783 | 0.2047 | 0.2487 | 0.3186 | 0.1056 | 0.1147 | 0.3431 | 0.4766 | 0.3741 | 0.5872 | 0.8089 | 0.5527 | 0.4066 | 0.411 | 0.3946
Load_TR2_F6_54 | customer | 0.3544 | 0.295 | 0.2138 | 0.047 | 0.1241 | 0.1855 | 0.0787 | 0.0969 | 0.1018 | 0.2077 | 0.047 | 0.2016 | 0.1079 | 0.047 | 0.2534 | 0.0561 | 0.0602 | 0.3511 | 0.1479 | 0.2361 | 0.122 | 0.3176 | 0.3743 | 0.1761 | 0.1949 | 0.1341 | 0.2958 | 0.047 | 0.1555 | 0.3173 | 0.1118 | 0.0882 | 0.2499 | 0.2107 | 0.2014 | 0.4992 | 0.2862 | 0.3392 | 0.6267 | 0.3878 | 0.4121 | 0.5355 | 0.5621 | 0.4247 | 0.6046 | 0.5129 | 0.1286 | 0.047
Load_TR2_F6_55 | prosumer | 0.7056 | 0.1358 | 0.1486 | 0.1865 | 0.174 | 0.047 | 0.1801 | 0.1232 | 0.1929 | 0.1295 | 0.1422 | 0.1928 | 0.1676 | 0.047 | 0.085 | 0.288 | 0.2227 | 0.2119 | 0.1612 | 0.1422 | 0.2182 | 0.047 | 0.1041 | 0.2909 | 0.2622 | 0.5041 | 0.047 | 0.0641 | 0.4977 | 0.7051 | 0.2709 | 0.0955 | 0.3135 | 0.047 | 0.0724 | 0.2183 | 0.1167 | 0.0914 | 0.2437 | 0.0724 | 0.174 | 0.1865 | 0.174 | 0.1294 | 0.1358 | 0.1422 | 0.1421 | 0.2184
Load_TR2_F6_56 | customer | 0.0629 | 0.1583 | 0.1881 | 0.0824 | 0.264 | 0.0629 | 0.1588 | 0.136 | 0.2456 | 0.3331 | 0.2634 | 0.2617 | 0.1876 | 0.2025 | 0.0708 | 0.096 | 0.1988 | 0.1145 | 0.1241 | 0.1707 | 0.1145 | 1.2369 | 0.5034 | 0.1153 | 0.2113 | 0.2006 | 0.9709 | 0.8789 | 0.3988 | 0.2497 | 0.2121 | 0.3354 | 0.1515 | 0.2108 | 0.0576 | 0.1351 | 0.153 | 0.136 | 0.1868 | 0.1881 | 0.5016 | 0.4003 | 0.7206 | 0.8284 | 0.1577 | 0.158 | 0.1588 | 0.1373
Load_TR2_F6_57 | prosumer | 0.1351 | 0.1324 | 0.0536 | 0.088 | 0.0721 | 0.1869 | 0.0406 | 0.1709 | 0.0967 | 0.032 | 0.0893 | 0.1395 | 0.0708 | 0.032 | 0.184 | 0.0949 | 0.2233 | 0.3517 | 0.2105 | 0.2081 | 0.0701 | 0.2112 | 2.8267 | 0.241 | 1.5182 | 0.6308 | 0.1719 | 0.118 | 0.1387 | 0.2428 | 0.4549 | 0.1255 | 0.1109 | 0.5096 | 0.2711 | 0.2615 | 0.1635 | 0.2052 | 0.1303 | 0.2463 | 0.403 | 0.7206 | 1.4928 | 0.4927 | 0.3013 | 0.0851 | 0.0794 | 0.1365
Load_TR2_F6_58 | prosumer | 0.05 | 0.2224 | 0.05 | 0.1597 | 0.1127 | 0.0735 | 0.1989 | 0.05 | 0.05 | 0.191 | 0.0813 | 0.0578 | 0.2145 | 0.05 | 0.1205 | 0.1518 | 0.05 | 0.2224 | 0.05 | 0.1518 | 0.1205 | 0.3633 | 1.8014 | 0.0657 | 0.1283 | 0.144 | 0.05 | 0.0549 | 0.4977 | 1.0113 | 0.2696 | 0.1124 | 0.1046 | 0.2491 | 0.4523 | 0.7791 | 0.2391 | 0.2838 | 0.2563 | 0.4673 | 0.6659 | 0.8524 | 0.5596 | 0.4882 | 0.473 | 0.0735 | 0.1989 | 0.05
Load_TR2_F6_59 | prosumer | 0.049 | 0.049 | 0.049 | 0.049 | 0.049 | 0.049 | 0.049 | 0.049 | 0.049 | 0.049 | 0.049 | 0.0651 | 0.067 | 0.067 | 0.2747 | 0.067 | 0.1645 | 0.067 | 0.067 | 1.0833 | 0.7592 | 1.3499 | 0.0532 | 0.049 | 0.0643 | 0.0836 | 0.3725 | 0.254 | 0.3183 | 0.049 | 0.049 | 0.049 | 0.202 | 0.2448 | 0.5062 | 1.9547 | 0.2224 | 0.326 | 1.5915 | 1.3369 | 0.9718 | 0.3877 | 0.4636 | 0.576 | 0.4538 | 0.1738 | 0.3233 | 0.049
Load_TR2_F6_6 | customer | 1.0471 | 0.5736 | 0.9302 | 0.0783 | 0.1046 | 0.1889 | 0.052 | 0.2243 | 0.0955 | 0.052 | 0.1683 | 0.1515 | 0.052 | 0.1453 | 0.1701 | 0.0564 | 0.1889 | 0.157 | 0.1092 | 0.2151 | 0.7098 | 0.6339 | 0.2616 | 0.0564 | 0.1702 | 0.0707 | 0.1932 | 0.1267 | 0.1284 | 0.2074 | 0.1408 | 0.2785 | 0.2671 | 0.1981 | 0.2468 | 0.1377 | 1.0737 | 1.4547 | 0.086 | 0.4534 | 0.5414 | 0.5363 | 0.7395 | 1.513 | 2.0652 | 0.9141 | 1.2317 | 0.7
Load_TR2_F6_60 | prosumer | 1.0705 | 1.043 | 0.0584 | 0.2291 | 0.1171 | 0.1414 | 0.2112 | 0.052 | 0.2716 | 0.0809 | 0.052 | 0.3006 | 0.052 | 0.2027 | 0.386 | 0.052 | 0.2044 | 1.1387 | 0.088 | 1.2314 | 1.2423 | 0.3924 | 0.3257 | 1.3252 | 0.5289 | 0.3799 | 0.1959 | 0.1853 | 0.3583 | 0.0839 | 0.2832 | 0.261 | 0.2211 | 0.3305 | 0.668 | 1.3922 | 0.6655 | 1.4904 | 0.5037 | 0.0584 | 1.4034 | 0.617 | 1.2445 | 0.6336 | 1.0957 | 0.7882 | 0.811 | 0.2282
Load_TR2_F6_61 | customer | 0.1516 | 0.4037 | 0.647 | 0.6764 | 0.5587 | 0.055 | 0.0614 | 0.1902 | 0.055 | 0.1967 | 0.055 | 0.1001 | 0.1516 | 0.055 | 0.1967 | 0.055 | 0.1967 | 0.2325 | 0.2009 | 0.31 | 0.4421 | 0.4893 | 0.2761 | 0.6445 | 3.9178 | 2.9216 | 0.6122 | 0.1461 | 2.024 | 0.2306 | 0.2635 | 0.2568 | 0.2774 | 0.1136 | 1.5768 | 0.9287 | 0.1847 | 0.3144 | 0.1821 | 0.3357 | 0.6648 | 0.6004 | 0.5574 | 0.7187 | 0.8912 | 0.8731 | 0.8478 | 0.055
Load_TR2_F6_62 | prosumer | 0.5703 | 0.7125 | 0.0927 | 0.171 | 0.1423 | 0.048 | 0.2653 | 0.048 | 0.2076 | 0.1057 | 0.048 | 0.1368 | 0.1095 | 0.0753 | 0.2231 | 0.0629 | 0.2225 | 0.0908 | 0.048 | 0.2653 | 0.048 | 0.1648 | 0.1486 | 0.0902 | 0.2729 | 0.2268 | 0.1461 | 0.1523 | 0.0927 | 0.2743 | 0.2639 | 0.3577 | 2.5429 | 0.2717 | 0.4078 | 0.1904 | 0.3325 | 0.2265 | 0.1902 | 0.1232 | 0.115 | 0.1983 | 0.1515 | 0.3036 | 0.6972 | 0.5686 | 0.5099 | 0.0753
Load_TR2_F6_63 | customer | 0.1002 | 0.1218 | 0.1161 | 0.1604 | 0.057 | 0.0786 | 0.2763 | 0.0865 | 0.0939 | 0.1825 | 0.057 | 0.165 | 0.1308 | 0.2104 | 0.1002 | 0.2194 | 0.1056 | 0.1164 | 0.2302 | 0.1542 | 0.1308 | 0.1456 | 0.165 | 0.2194 | 0.057 | 0.165 | 0.1235 | 0.153 | 0.165 | 0.1308 | 0.1456 | 0.165 | 0.2121 | 0.0644 | 0.1678 | 0.1951 | 0.0786 | 0.2194 | 0.057 | 0.1678 | 0.2177 | 0.3824 | 0.6582 | 0.4316 | 0.4859 | 0.2616 | 0.0624 | 0.322
Load_TR2_F6_64 | customer | 1.0279 | 1.1744 | 0.057 | 0.2101 | 0.0812 | 0.057 | 0.2343 | 0.057 | 0.1376 | 0.1537 | 0.057 | 0.2343 | 0.057 | 0.0628 | 0.3006 | 0.1264 | 0.7451 | 0.5513 | 0.2545 | 0.2612 | 0.5135 | 0.4785 | 0.2163 | 0.1779 | 0.1134 | 0.0731 | 0.2181 | 0.057 | 0.2343 | 0.3831 | 1.5327 | 0.3639 | 0.4432 | 0.4964 | 0.3003 | 0.1113 | 0.1315 | 0.6857 | 0.3886 | 0.4098 | 2.0248 | 0.9014 | 0.9683 | 0.8729 | 0.6088 | 0.886 | 0.6484 | 0.7532
Load_TR2_F6_65 | customer | 0.2728 | 0.049 | 0.2973 | 0.0988 | 0.049 | 0.2226 | 0.0573 | 0.1901 | 0.2061 | 0.1653 | 0.2309 | 0.049 | 0.2397 | 0.1565 | 0.1818 | 0.2143 | 0.2696 | 0.4273 | 0.2109 | 0.1071 | 0.3369 | 0.049 | 0.1813 | 0.2149 | 0.049 | 0.0821 | 0.3058 | 0.1052 | 0.1151 | 0.281 | 0.049 | 0.2309 | 0.1653 | 0.049 | 0.289 | 0.1071 | 0.0986 | 0.2976 | 0.049 | 0.1071 | 0.3892 | 0.5159 | 0.4539 | 0.4355 | 0.9275 | 0.8141 | 0.6107 | 0.8299
Load_TR2_F6_66 | customer | 0.2803 | 0.048 | 0.2473 | 0.1221 | 0.048 | 0.2023 | 0.1592 | 0.0633 | 0.2023 | 0.1598 | 0.048 | 0.2687 | 0.4324 | 0.0545 | 1.0979 | 2.67 | 4.2192 | 1.1146 | 0.3164 | 0.9567 | 0.1892 | 0.1172 | 1.52 | 0.6907 | 0.1834 | 0.3567 | 0.1892 | 0.1803 | 0.1537 | 0.3532 | 0.3435 | 0.158 | 0.627 | 0.1458 | 1.3716 | 3.4335 | 2.2435 | 1.288 | 0.9384 | 1.5028 | 0.8328 | 0.74 | 0.472 | 0.8222 | 1.2449 | 0.7025 | 0.5239 | 0.7033
Load_TR2_F6_67 | prosumer | 0.046 | 0.1588 | 0.1193 | 0.2879 | 0.0573 | 0.046 | 0.2306 | 0.1879 | 0.1575 | 0.0901 | 0.2092 | 0.2327 | 0.1458 | 0.2465 | 0.1174 | 0.1137 | 0.046 | 0.1971 | 0.2214 | 0.0801 | 0.3318 | 0.0526 | 0.2675 | 0.151 | 0.2282 | 0.1903 | 0.0799 | 0.2538 | 0.1409 | 0.385 | 0.2854 | 0.1115 | 0.0499 | 0.0976 | 0.2802 | 0.2434 | 0.3925 | 0.2389 | 0.1841 | 0.4586 | 0.7928 | 0.4193 | 0.2906 | 0.4634 | 0.533 | 0.5935 | 0.5455 | 0.2354
Load_TR2_F6_68 | prosumer | 0.061 | 0.0523 | 0.1214 | 0.048 | 0.1258 | 0.0523 | 0.1214 | 0.0523 | 0.1214 | 0.048 | 0.1258 | 0.048 | 0.061 | 0.1128 | 0.0869 | 0.0869 | 0.0566 | 0.1171 | 0.048 | 0.048 | 0.048 | 0.1085 | 0.0653 | 0.061 | 0.1128 | 0.048 | 0.061 | 0.1128 | 0.0782 | 0.1408 | 0.048 | 0.149 | 0.0974 | 0.1723 | 0.0623 | 0.048 | 0.1008 | 0.1258 | 0.0572 | 0.1745 | 0.3424 | 0.3084 | 0.3381 | 0.1042 | 0.048 | 0.0653 | 0.1085 | 0.0782
Load_TR2_F6_69 | customer | 0.044 | 0.2644 | 0.0762 | 0.1218 | 0.2189 | 0.044 | 0.044 | 0.1549 | 0.1663 | 0.1663 | 0.0519 | 0.1728 | 0.1678 | 0.0569 | 0.1886 | 0.1391 | 0.044 | 0.2491 | 0.0915 | 0.147 | 0.1936 | 0.1021 | 0.1731 | 0.0765 | 0.4802 | 0.0569 | 0.3152 | 0.1223 | 0.1608 | 0.1463 | 0.1359 | 0.1864 | 0.2042 | 0.1182 | 0.274 | 0.0689 | 0.148 | 0.2122 | 0.0483 | 0.4943 | 0.2042 | 0.216 | 0.3618 | 0.196 | 1.285 | 0.7678 | 0.1845 | 0.1263
Load_TR2_F6_7 | customer | 0.061 | 0.061 | 0.1339 | 0.061 | 0.3561 | 0.6324 | 0.0813 | 0.1299 | 0.0651 | 0.061 | 0.061 | 0.1096 | 0.0853 | 0.061 | 0.061 | 0.1339 | 0.061 | 0.1188 | 0.2201 | 0.3247 | 0.1871 | 1.3831 | 0.1079 | 0.0896 | 0.1693 | 0.3867 | 0.264 | 0.3867 | 0.3459 | 1.4724 | 0.208 | 0.208 | 0.2699 | 0.293 | 0.1422 | 0.1538 | 1.4642 | 0.2892 | 0.1584 | 0.309 | 0.4316 | 0.3347 | 0.1339 | 0.061 | 0.0934 | 0.1015 | 0.1177 | 0.0772
Load_TR2_F6_70 | prosumer | 0.086 | 0.1561 | 0.044 | 0.1981 | 0.044 | 0.044 | 0.044 | 0.044 | 0.044 | 0.1561 | 0.086 | 0.044 | 0.1911 | 0.051 | 0.4402 | 0.0927 | 0.1981 | 0.044 | 0.1055 | 0.2984 | 0.1339 | 0.2027 | 0.058 | 0.044 | 0.2212 | 0.2921 | 0.044 | 0.0668 | 0.0836 | 0.1204 | 0.5243 | 0.2721 | 0.3065 | 0.3684 | 0.1177 | 1.269 | 0.132 | 0.1694 | 0.3566 | 0.2272 | 0.6312 | 0.5479 | 0.3848 | 0.8235 | 0.4159 | 0.7879 | 0.2735 | 0.072
Load_TR2_F6_71 | prosumer | 0.0822 | 0.1252 | 0.0554 | 0.1521 | 0.05 | 0.1467 | 0.0607 | 0.05 | 0.1574 | 0.05 | 0.05 | 0.05 | 0.05 | 0.05 | 0.1037 | 0.1037 | 0.05 | 0.2171 | 0.2611 | 0.3553 | 0.2986 | 0.2788 | 0.4645 | 0.3231 | 0.4142 | 0.3662 | 0.1143 | 0.2461 | 0.0708 | 0.4268 | 0.4816 | 0.3386 | 0.264 | 0.6762 | 0.2947 | 0.2469 | 0.5616 | 0.5158 | 0.2936 | 0.7212 | 0.6563 | 0.3926 | 0.5737 | 0.5577 | 0.6015 | 0.5304 | 0.05 | 0.0876
Load_TR2_F6_72 | prosumer | 0.7776 | 0.6679 | 0.1696 | 0.037 | 0.2765 | 0.037 | 0.037 | 0.2383 | 0.0752 | 0.1358 | 0.1777 | 0.037 | 0.1994 | 0.1141 | 0.037 | 0.5972 | 0.095 | 0.1376 | 0.1636 | 1.2082 | 0.1811 | 0.4677 | 0.302 | 1.1612 | 1.8629 | 2.1233 | 0.3141 | 0.2165 | 0.0896 | 0.0705 | 0.2001 | 0.1135 | 0.2964 | 0.331 | 0.1934 | 0.0647 | 1.3583 | 0.1295 | 0.2194 | 0.4224 | 0.4244 | 0.631 | 0.6798 | 0.4959 | 0.4968 | 0.6069 | 0.2655 | 0.142
Load_TR2_F6_73 | prosumer | 0.2015 | 0.051 | 0.2076 | 0.0757 | 0.051 | 0.1169 | 0.1664 | 0.051 | 0.051 | 0.051 | 0.2324 | 0.051 | 0.051 | 0.1747 | 0.1087 | 0.051 | 0.1334 | 0.1499 | 0.1606 | 0.2282 | 1.1752 | 0.8687 | 1.2004 | 1.0711 | 0.9242 | 3.7226 | 2.6225 | 0.4692 | 0.2324 | 0.051 | 0.0675 | 0.2159 | 0.051 | 0.1582 | 0.1252 | 0.0922 | 0.1911 | 0.051 | 0.2324 | 0.051 | 0.1417 | 0.1417 | 0.051 | 0.1911 | 0.0922 | 0.051 | 0.1664 | 0.1169
Load_TR2_F6_74 | customer | 0.049 | 0.049 | 0.049 | 0.049 | 0.049 | 0.049 | 0.049 | 0.049 | 0.049 | 0.049 | 0.049 | 0.049 | 0.049 | 0.0929 | 0.049 | 0.049 | 0.049 | 0.049 | 0.049 | 0.049 | 0.049 | 0.049 | 0.049 | 0.0665 | 0.2355 | 0.0599 | 0.0552 | 0.049 | 0.2089 | 0.0539 | 0.049 | 0.049 | 0.049 | 0.049 | 0.049 | 0.1253 | 0.1814 | 0.0652 | 0.0757 | 0.1003 | 0.1805 | 0.1099 | 0.049 | 0.049 | 0.049 | 0.049 | 0.049 | 0.049
Load_TR2_F6_75 | customer | 0.053 | 0.053 | 0.2313 | 0.053 | 0.1016 | 0.1827 | 0.053 | 0.0935 | 0.1908 | 0.053 | 0.2313 | 0.053 | 0.1908 | 0.0935 | 0.2883 | 0.3007 | 0.2267 | 0.3962 | 0.1194 | 0.0856 | 0.408 | 0.2027 | 0.053 | 0.2313 | 0.053 | 0.0854 | 0.1989 | 0.1445 | 0.3828 | 0.4351 | 0.4133 | 0.3 | 0.3538 | 0.4953 | 0.3045 | 1.1066 | 0.1624 | 0.059 | 0.2493 | 0.234 | 0.3789 | 0.2963 | 0.4147 | 0.2993 | 0.5999 | 0.6317 | 0.053 | 0.053
Load_TR2_F6_76 | customer | 0.2877 | 0.375 | 0.2157 | 0.056 | 0.056 | 0.142 | 0.1977 | 0.056 | 0.2692 | 0.0705 | 0.056 | 0.2271 | 0.1127 | 0.056 | 0.2128 | 0.1269 | 0.1359 | 0.2039 | 0.0778 | 0.194 | 0.056 | 0.2157 | 0.124 | 0.056 | 0.3002 | 0.1749 | 0.1127 | 0.3442 | 0.6062 | 0.5005 | 0.4543 | 0.0923 | 0.0975 | 0.2277 | 0.1045 | 0.2761 | 0.5675 | 0.495 | 0.3904 | 0.4816 | 0.5535 | 0.758 | 0.6344 | 0.2815 | 0.0787 | 0.1617 | 0.178 | 0.056
Load_TR2_F6_77 | customer | 0.045 | 0.3047 | 0.0879 | 0.051 | 0.3416 | 0.051 | 0.1595 | 0.045 | 0.2392 | 0.1535 | 0.1085 | 1.6839 | 1.3392 | 0.6422 | 0.1026 | 0.0857 | 0.3527 | 0.045 | 0.4795 | 1.0517 | 0.664 | 0.3311 | 0.0616 | 0.1609 | 0.1112 | 0.1655 | 0.2744 | 0.3035 | 0.2677 | 0.5255 | 0.3854 | 0.562 | 0.4345 | 0.1896 | 0.5622 | 0.1939 | 0.2977 | 0.3885 | 0.2918 | 0.1873 | 0.1692 | 0.2306 | 0.5601 | 0.376 | 0.5474 | 0.5203 | 0.3439 | 0.2445
Load_TR2_F6_78 | customer | 0.055 | 0.1269 | 0.2176 | 0.055 | 0.1774 | 0.1672 | 0.1054 | 0.2392 | 0.055 | 0.1312 | 0.2134 | 0.1185 | 0.1397 | 0.1668 | 0.1058 | 0.2134 | 0.055 | 0.055 | 0.2134 | 0.055 | 0.127 | 0.1414 | 0.0592 | 0.2277 | 0.1168 | 0.1773 | 0.163 | 0.1312 | 0.1429 | 0.6906 | 0.337 | 0.5922 | 0.4957 | 0.055 | 0.2557 | 0.0888 | 0.055 | 0.2895 | 0.2293 | 1.4752 | 0.4166 | 0.3136 | 0.3486 | 0.7944 | 0.0931 | 0.2036 | 0.141 | 0.0694
Load_TR2_F6_79 | prosumer | 0.1642 | 0.048 | 0.3088 | 0.0685 | 0.048 | 0.2473 | 0.13 | 0.048 | 0.3157 | 0.0617 | 0.0742 | 0.2895 | 0.0617 | 0.1369 | 0.1292 | 0.1593 | 0.1984 | 0.048 | 0.1642 | 0.2131 | 0.048 | 0.1801 | 0.1972 | 0.0545 | 0.3091 | 0.0617 | 0.2747 | 0.1168 | 0.3311 | 0.27 | 0.0851 | 0.1553 | 0.2561 | 0.4423 | 0.4568 | 0.0901 | 0.2999 | 0.3266 | 0.156 | 0.2982 | 0.1154 | 0.1946 | 0.3657 | 0.9993 | 0.3915 | 0.3086 | 0.1681 | 0.2246
Load_TR2_F6_8 | customer | 0.2049 | 0.0673 | 0.1072 | 0.1372 | 0.1937 | 0.0936 | 0.053 | 0.2102 | 0.053 | 0.2057 | 0.1387 | 0.1343 | 0.053 | 0.0673 | 0.2771 | 0.053 | 0.2565 | 0.088 | 0.1162 | 0.4177 | 0.3135 | 0.2419 | 0.5377 | 0.2338 | 0.1749 | 0.9945 | 1.7531 | 0.7077 | 0.053 | 0.2102 | 0.053 | 0.1102 | 0.153 | 0.053 | 0.103 | 0.1602 | 0.1343 | 0.0959 | 0.1673 | 0.053 | 0.2102 | 0.1343 | 0.053 | 0.053 | 0.1974 | 0.147 | 0.0887 | 0.2557
Load_TR2_F6_80 | customer | 0.7503 | 0.2568 | 0.054 | 0.2598 | 0.054 | 0.0801 | 0.2061 | 0.0816 | 0.054 | 0.2657 | 0.251 | 0.208 | 0.1565 | 0.054 | 0.2995 | 0.1329 | 0.0781 | 0.3967 | 0.2225 | 0.2209 | 1.5191 | 0.1092 | 0.1389 | 0.1128 | 0.1092 | 0.2046 | 0.1092 | 0.1197 | 0.1389 | 0.8332 | 0.2715 | 0.2846 | 0.3657 | 0.2556 | 0.3344 | 0.3876 | 0.4378 | 0.3632 | 0.5226 | 0.323 | 0.5758 | 0.5674 | 0.684 | 1.0293 | 0.4407 | 0.1683 | 0.1455 | 0.054
Load_TR2_F6_81 | prosumer | 0.475 | 0.3973 | 0.1698 | 0.0497 | 0.3182 | 0.063 | 0.0904 | 0.2908 | 0.043 | 0.1974 | 0.1371 | 0.1485 | 0.1459 | 0.043 | 0.1498 | 0.2314 | 0.1031 | 0.2194 | 0.1018 | 0.1228 | 1.0358 | 0.0829 | 0.1526 | 0.1813 | 1.56 | 0.883 | 1.923 | 0.3972 | 2.5188 | 2.5954 | 0.9561 | 0.2047 | 0.4224 | 0.043 | 0.1765 | 0.2708 | 0.075 | 0.2058 | 0.1845 | 0.7112 | 0.3785 | 0.3525 | 0.366 | 0.5935 | 0.3908 | 0.168 | 0.1632 | 0.2181
Load_TR2_F6_82 | customer | 0.056 | 0.056 | 0.056 | 0.056 | 0.056 | 0.056 | 0.056 | 0.056 | 0.056 | 0.056 | 0.056 | 0.056 | 0.056 | 0.056 | 0.0921 | 0.4468 | 0.056 | 0.0778 | 0.882 | 0.7728 | 0.938 | 1.6545 | 0.071 | 1.0215 | 0.779 | 1.2854 | 1.1663 | 0.056 | 0.056 | 0.056 | 0.056 | 0.056 | 0.056 | 0.056 | 0.056 | 0.4931 | 1.3482 | 1.1422 | 0.1874 | 0.339 | 1.5287 | 0.1346 | 0.2976 | 0.3638 | 0.3457 | 0.2681 | 0.2726 | 0.3406
Load_TR2_F6_83 | customer | 0.1645 | 0.0923 | 0.114 | 0.1429 | 0.0707 | 0.1862 | 0.049 | 0.2538 | 0.049 | 0.049 | 0.1934 | 0.0634 | 0.049 | 0.1645 | 0.0923 | 0.049 | 0.1862 | 0.0707 | 0.0634 | 0.2019 | 0.0808 | 0.2396 | 0.0543 | 0.1429 | 0.1229 | 0.1827 | 0.224 | 0.2073 | 0.1702 | 0.2155 | 0.0863 | 0.2078 | 0.0584 | 0.0721 | 0.1827 | 0.0923 | 0.114 | 0.1429 | 0.049 | 0.2078 | 0.049 | 0.1637 | 0.3009 | 0.254 | 0.2513 | 0.3431 | 0.3098 | 0.2219
Load_TR2_F6_9 | customer | 0.049 | 0.2777 | 0.0925 | 0.0997 | 0.2084 | 0.1111 | 0.2083 | 0.1619 | 0.049 | 0.1078 | 0.2624 | 0.049 | 0.2535 | 0.1167 | 0.0997 | 0.1576 | 0.1054 | 0.1706 | 0.1488 | 0.1562 | 0.1576 | 0.2126 | 0.049 | 0.1975 | 0.223 | 0.2025 | 0.1794 | 0.078 | 0.049 | 0.0772 | 0.293 | 0.049 | 0.3212 | 0.049 | 0.1651 | 0.3932 | 0.0772 | 0.1337 | 0.2586 | 0.6139 | 0.5827 | 0.7466 | 0.6861 | 0.8749 | 1.2018 | 0.3003 | 0.1167 | 0.2535

## 5. Raw batt charge
Raw batt charge
Verbatim copy of Charge_kW (TR2_analysis_data.xlsx). One row per half-hour, one column per battery (kW).
period | hour | BES_TR2_three312_A | BES_TR2_three321_B | BES_TR2_three368_A | BES_TR2_three388_A | BES_TR2_three409_C | BES_TR2_three478_B | BES_TR2_three97_B | BES_TR2_three133_C | BES_TR2_three160_C | BES_TR2_five58_C | BES_TR2_five147_C | BES_TR2_five149_A | BES_TR2_five160_C | BES_TR2_five170_A | BES_TR2_five177_A | BES_TR2_five67_C | BES_TR2_five243_B | BES_TR2_five284_C | BES_TR2_five285_B | BES_TR2_five303_B | BES_TR2_five324_B | BES_TR2_five355_A | BES_TR2_five394_C | BES_TR2_five451_A | BES_TR2_five466_A | BES_TR2_five494_B | BES_TR2_five512_A | BES_TR2_five520_C | BES_TR2_five540_A | BES_TR2_five588_A | BES_TR2_five649_A | BES_TR2_five663_C | BES_TR2_five685_B | BES_TR2_five695_A | BES_TR2_five704_A | BES_TR2_five733_C | BES_TR2_five117_B | BES_TR2_five778_B | BES_TR2_five799_C | BES_TR2_five801_C | BES_TR2_five831_C | BES_TR2_five881_C | BES_TR2_five118_B | BES_TR2_six64_A | BES_TR2_six154_C | BES_TR2_six173_C | BES_TR2_six186_A | BES_TR2_six191_B | BES_TR2_six203_A | BES_TR2_six232_C | BES_TR2_six238_A | BES_TR2_six249_B | BES_TR2_six254_B | BES_TR2_six269_C | BES_TR2_six289_C | BES_TR2_six317_C | BES_TR2_six326_A | BES_TR2_six329_A | BES_TR2_six342_A | BES_TR2_six349_A | BES_TR2_six350_B | BES_TR2_six362_C | BES_TR2_six365_C | BES_TR2_six378_A | BES_TR2_six385_B | BES_TR2_six387_A | BES_TR2_six392_C | BES_TR2_six410_A | BES_TR2_six431_C | BES_TR2_six484_B | BES_TR2_six512_B | BES_TR2_six518_B | BES_TR2_six523_C | BES_TR2_six571_C | BES_TR2_six583_A | BES_TR2_six625_A | BES_TR2_six646_B | BES_TR2_six87_A | BES_TR2_six652_A | BES_TR2_six665_B | BES_TR2_six667_A | BES_TR2_six721_A | BES_TR2_six740_A | BES_TR2_six758_B | BES_TR2_six784_B | BES_TR2_six799_B | BES_TR2_six807_A | BES_TR2_six885_A | BES_TR2_six894_B | BES_TR2_six914_A | BES_TR2_six921_B | BES_TR2_six929_A | BES_TR2_six938_A | BES_TR2_six990_B | BES_TR2_six1020_A
1 | 0 | 0 | 0 | 0 | 0 | 0 | 0 | 0 | 0 | 0 | 0 | 0 | 0 | 0 | 0 | 0 | 0 | 0 | 0 | 0 | 0 | 0 | 0 | 0 | 0 | 0 | 0 | 0 | 0 | 0 | 0 | 0 | 0 | 0 | 0 | 0 | 0 | 0 | 0 | 0 | 0 | 0 | 0 | 0 | 0 | 0 | 0 | 0 | 0 | 0 | 0 | 0 | 0 | 0 | 0 | 0 | 0 | 0 | 0 | 0 | 0 | 0 | 0 | 0 | 0 | 0 | 0 | 0 | 0 | 0 | 0 | 0 | 0 | 0 | 0 | 0 | 0 | 0 | 0 | 0 | 0 | 0 | 0 | 0 | 0 | 0 | 0 | 0 | 0 | 0 | 0 | 0 | 0 | 0 | 0 | 0
2 | 0.5 | 0 | 0 | 0 | 0 | 0 | 0 | 0 | 0 | 0 | 0 | 0 | 0 | 0 | 0 | 0 | 0 | 0 | 0 | 0 | 0 | 0 | 0 | 0 | 0 | 0 | 0 | 0 | 0 | 0 | 0 | 0 | 0 | 0 | 0 | 0 | 0 | 0 | 0 | 0 | 0 | 0 | 0 | 0 | 0 | 0 | 0 | 0 | 0 | 0 | 0 | 0 | 0 | 0 | 0 | 0 | 0 | 0 | 0 | 0 | 0 | 0 | 0 | 0 | 0 | 0 | 0 | 0 | 0 | 0 | 0 | 0 | 0 | 0 | 0 | 0 | 0 | 0 | 0 | 0 | 0 | 0 | 0 | 0 | 0 | 0 | 0 | 0 | 0 | 0 | 0 | 0 | 0 | 0 | 0 | 0
3 | 1 | 0 | 0 | 0 | 0 | 0 | 0 | 0 | 0 | 0 | 0 | 0 | 0 | 0 | 0 | 0 | 0 | 0 | 0 | 0 | 0 | 0 | 0 | 0 | 0 | 0 | 0 | 0 | 0 | 0 | 0 | 0 | 0 | 0 | 0 | 0 | 0 | 0 | 0 | 0 | 0 | 0 | 0 | 0 | 0 | 0 | 0 | 0 | 0 | 0 | 0 | 0 | 0 | 0 | 0 | 0 | 0 | 0 | 0 | 0 | 0 | 0 | 0 | 0 | 0 | 0 | 0 | 0 | 0 | 0 | 0 | 0 | 0 | 0 | 0 | 0 | 0 | 0 | 0 | 0 | 0 | 0 | 0 | 0 | 0 | 0 | 0 | 0 | 0 | 0 | 0 | 0 | 0 | 0 | 0 | 0
4 | 1.5 | 0 | 0 | 0 | 0 | 0 | 0 | 0 | 0 | 0 | 0 | 0 | 0 | 0 | 0 | 0 | 0 | 0 | 0 | 0 | 0 | 0 | 0 | 0 | 0 | 0 | 0 | 0 | 0 | 0 | 0 | 0 | 0 | 0 | 0 | 0 | 0 | 0 | 0 | 0 | 0 | 0 | 0 | 0 | 0 | 0 | 0 | 0 | 0 | 0 | 0 | 0 | 0 | 0 | 0 | 0 | 0 | 0 | 0 | 0 | 0 | 0 | 0 | 0 | 0 | 0 | 0 | 0 | 0 | 0 | 0 | 0 | 0 | 0 | 0 | 0 | 0 | 0 | 0 | 0 | 0 | 0 | 0 | 0 | 0 | 0 | 0 | 0 | 0 | 0 | 0 | 0 | 0 | 0 | 0 | 0
5 | 2 | 0 | 0 | 0 | 0 | 0 | 0 | 0 | 0 | 0 | 0 | 0 | 0 | 0 | 0 | 0 | 0 | 0 | 0 | 0 | 0 | 0 | 0 | 0 | 0 | 0 | 0 | 0 | 0 | 0 | 0 | 0 | 0 | 0 | 0 | 0 | 0 | 0 | 0 | 0 | 0 | 0 | 0 | 0 | 0 | 0 | 0 | 0 | 0 | 0 | 0 | 0 | 0 | 0 | 0 | 0 | 0 | 0 | 0 | 0 | 0 | 0 | 0 | 0 | 0 | 0 | 0 | 0 | 0 | 0 | 0 | 0 | 0 | 0 | 0 | 0 | 0 | 0 | 0 | 0 | 0 | 0 | 0 | 0 | 0 | 0 | 0 | 0 | 0 | 0 | 0 | 0 | 0 | 0 | 0 | 0
6 | 2.5 | 0 | 0 | 0 | 0 | 0 | 0 | 0 | 0 | 0 | 0 | 0 | 0 | 0 | 0 | 0 | 0 | 0 | 0 | 0 | 0 | 0 | 0 | 0 | 0 | 0 | 0 | 0 | 0 | 0 | 0 | 0 | 0 | 0 | 0 | 0 | 0 | 0 | 0 | 0 | 0 | 0 | 0 | 0 | 0 | 0 | 0 | 0 | 0 | 0 | 0 | 0 | 0 | 0 | 0 | 0 | 0 | 0 | 0 | 0 | 0 | 0 | 0 | 0 | 0 | 0 | 0 | 0 | 0 | 0 | 0 | 0 | 0 | 0 | 0 | 0 | 0 | 0 | 0 | 0 | 0 | 0 | 0 | 0 | 0 | 0 | 0 | 0 | 0 | 0 | 0 | 0 | 0 | 0 | 0 | 0
7 | 3 | 0 | 0 | 0 | 0 | 0 | 0 | 0 | 0 | 0 | 0 | 0 | 0 | 0 | 0 | 0 | 0 | 0 | 0 | 0 | 0 | 0 | 0 | 0 | 0 | 0 | 0 | 0 | 0 | 0 | 0 | 0 | 0 | 0 | 0 | 0 | 0 | 0 | 0 | 0 | 0 | 0 | 0 | 0 | 0 | 0 | 0 | 0 | 0 | 0 | 0 | 0 | 0 | 0 | 0 | 0 | 0 | 0 | 0 | 0 | 0 | 0 | 0 | 0 | 0 | 0 | 0 | 0 | 0 | 0 | 0 | 0 | 0 | 0 | 0 | 0 | 0 | 0 | 0 | 0 | 0 | 0 | 0 | 0 | 0 | 0 | 0 | 0 | 0 | 0 | 0 | 0 | 0 | 0 | 0 | 0
8 | 3.5 | 0 | 0 | 0 | 0 | 0 | 0 | 0 | 0 | 0 | 0 | 0 | 0 | 0 | 0 | 0 | 0 | 0 | 0 | 0 | 0 | 0 | 0 | 0 | 0 | 0 | 0 | 0 | 0 | 0 | 0 | 0 | 0 | 0 | 0 | 0 | 0 | 0 | 0 | 0 | 0 | 0 | 0 | 0 | 0 | 0 | 0 | 0 | 0 | 0 | 0 | 0 | 0 | 0 | 0 | 0 | 0 | 0 | 0 | 0 | 0 | 0 | 0 | 0 | 0 | 0 | 0 | 0 | 0 | 0 | 0 | 0 | 0 | 0 | 0 | 0 | 0 | 0 | 0 | 0 | 0 | 0 | 0 | 0 | 0 | 0 | 0 | 0 | 0 | 0 | 0 | 0 | 0 | 0 | 0 | 0
9 | 4 | 0 | 0 | 0 | 0 | 0 | 0 | 0.004 | 0 | 0 | 0 | 0 | 0 | 0 | 0 | 0 | 0 | 0 | 0 | 0 | 0 | 0.001 | 0 | 0 | 0 | 0 | 0 | 0 | 0 | 0 | 0 | 0.014 | 0 | 0 | 0.001 | 0 | 0 | 0.002 | 0.004 | 0 | 0 | 0 | 0 | 0 | 0 | 0 | 0 | 0 | 0 | 0 | 0 | 0 | 0 | 0 | 0 | 0 | 0.002 | 0 | 0.021 | 0 | 0 | 0 | 0 | 0.002 | 0 | 0 | 0 | 0 | 0 | 0 | 0 | 0 | 0 | 0 | 0 | 0 | 0 | 0 | 0 | 0 | 0 | 0 | 0 | 0 | 0 | 0 | 0 | 0 | 0 | 0 | 0 | 0 | 0 | 0 | 0 | 0
10 | 4.5 | 0.119 | 0.19 | 0.06 | 0.176 | 0.078 | 0 | 0.187 | 0.119 | 0.168 | 0.192 | 0.179 | 0.092 | 0 | 0.101 | 0.033 | 0 | 0.183 | 0.016 | 0.177 | 0.171 | 0.123 | 0.091 | 0.146 | 0.017 | 0 | 0.033 | 0.06 | 0 | 0.147 | 0 | 0.08 | 0 | 0.181 | 0.184 | 0 | 0.064 | 0.005 | 0.072 | 0.186 | 0.142 | 0 | 0 | 0 | 0 | 0.007 | 0.165 | 0.132 | 0.114 | 0.03 | 0 | 0.123 | 0.115 | 0.13 | 0.089 | 0.139 | 0.185 | 0.157 | 0.204 | 0.097 | 0 | 0.12 | 0.04 | 0.078 | 0 | 0.098 | 0.102 | 0.154 | 0.197 | 0.097 | 0.107 | 0.193 | 0.062 | 0.068 | 0.015 | 0.085 | 0 | 0.158 | 0 | 0.111 | 0.106 | 0 | 0 | 0.172 | 0 | 0.067 | 0.035 | 0.098 | 0.113 | 0.039 | 0 | 0.154 | 0 | 0.182 | 0.113 | 0
11 | 5 | 0.169 | 0.326 | 0 | 0.404 | 0.196 | 0.303 | 0.415 | 0.282 | 0.291 | 0.42 | 0.286 | 0.376 | 0.177 | 0.182 | 0.041 | 0.341 | 0.411 | 0 | 0.405 | 0.42 | 0.412 | 0.188 | 0.187 | 0.241 | 0.106 | 0.119 | 0.065 | 0.128 | 0.32 | 0.125 | 0.425 | 0.009 | 0.277 | 0.205 | 0.275 | 0.179 | 0.413 | 0.362 | 0.328 | 0.378 | 0.169 | 0.163 | 0.306 | 0.226 | 0.177 | 0.417 | 0.382 | 0.286 | 0.297 | 0.176 | 0.245 | 0.186 | 0.413 | 0.328 | 0.357 | 0.413 | 0.357 | 0.432 | 0.088 | 0.089 | 0.245 | 0.126 | 0.382 | 0.146 | 0.148 | 0.406 | 0.033 | 0.376 | 0.409 | 0.25 | 0.421 | 0.156 | 0 | 0.107 | 0.305 | 0.135 | 0.247 | 0.005 | 0.199 | 0.408 | 0.207 | 0.088 | 0.314 | 0.207 | 0.182 | 0.179 | 0.356 | 0.194 | 0.047 | 0.087 | 0.354 | 0 | 0.229 | 0.272 | 0.094
12 | 5.5 | 0.466 | 0.622 | 0.232 | 0.685 | 0.609 | 0.312 | 0.696 | 0.439 | 0.596 | 0.687 | 0.688 | 0.472 | 0.317 | 0.509 | 0.224 | 0.695 | 0.692 | 0.314 | 0.686 | 0.701 | 0.693 | 0.517 | 0.591 | 0.226 | 0.224 | 0.224 | 0.224 | 0.081 | 0.69 | 0.387 | 0.636 | 0.146 | 0.577 | 0.693 | 0.41 | 0.319 | 0.515 | 0.696 | 0.498 | 0.572 | 0.406 | 0.322 | 0.524 | 0.499 | 0.207 | 0.535 | 0.448 | 0.496 | 0.263 | 0.33 | 0.615 | 0.372 | 0.646 | 0.403 | 0.441 | 0.694 | 0.513 | 0.713 | 0.416 | 0.332 | 0.403 | 0.231 | 0.694 | 0.452 | 0.339 | 0.612 | 0.585 | 0.615 | 0.69 | 0.325 | 0.687 | 0.186 | 0.011 | 0.395 | 0.517 | 0.41 | 0.4 | 0.404 | 0.597 | 0.615 | 0.408 | 0.178 | 0.51 | 0.406 | 0.306 | 0.07 | 0.512 | 0.416 | 0.23 | 0.234 | 0.599 | 0.241 | 0.691 | 0.267 | 0.222
13 | 6 | 0.731 | 0.997 | 0.381 | 0.991 | 0.924 | 0.681 | 1.002 | 0.735 | 0.857 | 0.927 | 0.983 | 0.993 | 0.409 | 0.602 | 0.339 | 0.84 | 0.998 | 0.323 | 0.992 | 0.898 | 0.989 | 0.636 | 0.722 | 0.55 | 0.2 | 0.205 | 0.468 | 0.348 | 0.842 | 0.377 | 0.965 | 0.149 | 0.925 | 0.89 | 0.565 | 0.472 | 1 | 1.002 | 0.969 | 0.714 | 0.522 | 0.351 | 0.937 | 0.572 | 0.47 | 0.996 | 0.989 | 0.726 | 0.667 | 0.5 | 0.883 | 0.748 | 0.898 | 0.831 | 0.87 | 1 | 0.756 | 1.019 | 0.49 | 0.278 | 0.748 | 0.346 | 0.912 | 0.429 | 0.608 | 0.993 | 0.862 | 1.019 | 0.842 | 0.617 | 0.858 | 0.47 | 0.308 | 0.508 | 0.807 | 0.608 | 0.871 | 0.303 | 0.99 | 0.995 | 0.37 | 0.356 | 0.846 | 0.44 | 0.457 | 0.472 | 0.807 | 0.771 | 0.332 | 0.202 | 0.867 | 0.194 | 0.997 | 0.724 | 0.378
14 | 6.5 | 0.856 | 1.154 | 0.432 | 1.288 | 1.169 | 0.975 | 1.312 | 0.888 | 1.212 | 1.317 | 1.193 | 1.17 | 0.601 | 0.734 | 0.455 | 1.311 | 1.308 | 0.629 | 1.302 | 1.276 | 1.309 | 0.773 | 1.108 | 0.71 | 0.455 | 0.455 | 0.584 | 0.438 | 1.306 | 0.767 | 1.281 | 0.456 | 1.221 | 1.097 | 0.876 | 0.627 | 1.261 | 1.22 | 1.165 | 1.237 | 0.715 | 0.63 | 1.206 | 0.792 | 0.625 | 1.304 | 1.162 | 0.958 | 0.969 | 0.712 | 0.983 | 0.88 | 1.31 | 1.102 | 1.025 | 1.31 | 1.141 | 1.329 | 0.766 | 0.588 | 0.98 | 0.462 | 1.259 | 0.918 | 0.631 | 1.303 | 1.038 | 1.175 | 0 | 0.811 | 1.265 | 0.487 | 0 | 0.83 | 1.134 | 0.864 | 0.939 | 0.681 | 1.225 | 1.231 | 0.665 | 0.632 | 1.156 | 0.799 | 0.612 | 0.476 | 1.113 | 0.942 | 0.396 | 0.458 | 1.138 | 0.395 | 1.183 | 0.881 | 0.636
15 | 7 | 1.144 | 1.613 | 0.535 | 1.503 | 1.612 | 1.037 | 1.475 | 1.198 | 1.376 | 1.625 | 1.612 | 1.498 | 0.713 | 1.202 | 0.519 | 1.405 | 1.616 | 0.505 | 1.61 | 1.615 | 1.556 | 1.165 | 1.4 | 0.827 | 0.571 | 0.537 | 0.603 | 0.525 | 1.558 | 0.987 | 1.554 | 0.423 | 1.614 | 1.437 | 1.007 | 0.781 | 1.488 | 1.405 | 1.5 | 1.613 | 0.983 | 0.784 | 1.38 | 1.061 | 0.433 | 1.522 | 1.495 | 1.189 | 1.106 | 0.89 | 1.424 | 1.043 | 1.452 | 1.191 | 1.286 | 1.611 | 1.338 | 1.637 | 0.917 | 0.674 | 1.096 | 0.578 | 1.424 | 1.128 | 0 | 1.217 | 1.336 | 1.637 | 0.904 | 0.903 | 1.584 | 0.765 | 0.54 | 0.989 | 1.315 | 1.191 | 1.301 | 0.772 | 1.384 | 1.613 | 0.749 | 0.748 | 1.274 | 0.921 | 0.558 | 0.447 | 1.235 | 1.34 | 0.538 | 0.185 | 1.354 | 0.588 | 1.557 | 1.12 | 0.683
16 | 7.5 | 1.38 | 1.53 | 0.722 | 0.778 | 1.82 | 1.344 | 0.627 | 1.43 | 1.651 | 1.408 | 1.392 | 1.92 | 0.915 | 1.414 | 0.661 | 1.845 | 0.546 | 0.888 | 1.919 | 0.77 | 0.865 | 1.194 | 1.67 | 1.187 | 0.548 | 0.517 | 0.931 | 0.585 | 1.318 | 0.981 | 1.063 | 0.567 | 1.894 | 1.818 | 1.404 | 0.935 | 1.649 | 1.702 | 1.831 | 1.354 | 1.06 | 0.928 | 1.858 | 1.368 | 0.721 | 1.817 | 1.929 | 1.421 | 1.432 | 0.965 | 1.569 | 1.443 | 1.871 | 1.673 | 0.69 | 0.521 | 1.56 | 0.212 | 1.11 | 0.81 | 1.38 | 0.68 | 1.891 | 0.446 | 0 | 1.526 | 1.486 | 1.918 | 1.333 | 1.196 | 1.784 | 0.933 | 0 | 1.319 | 1.674 | 1.118 | 1.578 | 0 | 1.743 | 1.061 | 1.178 | 0.699 | 1.633 | 1.082 | 0.92 | 0.935 | 1.665 | 1.614 | 0.654 | 0.648 | 1.624 | 0.143 | 1.495 | 1.322 | 0.756
17 | 8 | 0.52 | 0 | 1.01 | 0 | 0.308 | 1.655 | 0 | 1.113 | 1.184 | 0 | 0 | 0.264 | 0.994 | 1.521 | 0.795 | 0.315 | 0 | 0.633 | 0.879 | 0.522 | 0 | 1.556 | 1.801 | 1.315 | 0.354 | 0.795 | 0.912 | 0.768 | 0 | 1.287 | 0 | 0.796 | 0.044 | 0.233 | 1.4 | 1.08 | 0 | 0 | 1.493 | 0 | 1.323 | 0 | 1.071 | 1.518 | 0.934 | 1.211 | 0.389 | 1.359 | 1.416 | 1.055 | 0.141 | 1.539 | 0.413 | 1.205 | 1.628 | 0 | 0.697 | 0 | 1.367 | 1.062 | 1.38 | 0.795 | 1.327 | 1.57 | 1.021 | 1.81 | 1.677 | 1.033 | 1.828 | 0.76 | 0.468 | 1.078 | 0.587 | 1.535 | 0.43 | 0 | 1.321 | 0.955 | 0.982 | 0 | 1.012 | 0.909 | 0.441 | 1.365 | 0.968 | 0.928 | 1.759 | 1.304 | 0.792 | 0.651 | 0.149 | 0.754 | 0 | 1.5 | 1.029
18 | 8.5 | 1.198 | 0 | 1.02 | 0 | 0 | 0.526 | 0 | 0 | 0 | 0 | 0 | 0 | 1.123 | 0.109 | 0.863 | 0 | 0 | 0 | 0 | 0 | 0 | 0.784 | 0.345 | 1.343 | 0.751 | 0.776 | 1.176 | 0.738 | 0 | 1.502 | 0 | 0.503 | 0 | 0 | 1.57 | 1.216 | 0 | 0 | 0 | 0 | 1.182 | 0.352 | 0 | 1.418 | 1.075 | 0 | 0 | 0 | 0 | 1.215 | 0 | 0.308 | 0 | 0 | 0.757 | 0 | 0 | 0 | 1.503 | 1.081 | 0 | 0.904 | 0 | 1.685 | 1.528 | 0 | 0 | 0 | 0.309 | 0.109 | 0 | 1.125 | 0.941 | 1.613 | 0 | 1.566 | 0 | 1.229 | 0 | 0 | 1.098 | 1.056 | 0 | 1.181 | 1.201 | 0.13 | 0.225 | 0 | 0.834 | 0.907 | 0 | 0.814 | 0 | 0.601 | 1.049
19 | 9 | 0 | 0 | 0 | 0 | 0 | 0 | 0 | 0 | 0 | 0 | 0 | 0 | 0.976 | 0 | 0.941 | 0 | 0 | 1.102 | 0 | 0 | 0 | 0 | 0 | 0.16 | 0.822 | 0.971 | 1.246 | 0.429 | 0 | 0.649 | 0 | 0.874 | 0 | 0 | 0.461 | 0.129 | 0 | 0 | 0 | 0 | 0 | 0.213 | 0 | 0 | 1.151 | 0 | 0 | 0 | 0 | 0.596 | 0 | 0 | 0 | 0 | 0.215 | 0 | 0 | 0 | 1.214 | 1.241 | 0 | 0.991 | 0 | 0.416 | 1.396 | 0 | 0 | 0 | 0 | 0.913 | 0 | 0 | 0.808 | 0.14 | 0 | 1.827 | 0 | 1.595 | 0 | 0 | 0.842 | 1.223 | 0 | 0 | 0.502 | 1.296 | 0 | 0 | 0.99 | 0.933 | 0 | 0.875 | 0 | 0 | 1.282
20 | 9.5 | 0 | 0 | 0.875 | 0 | 0 | 0 | 0 | 0 | 0 | 0 | 0 | 0 | 0 | 0 | 1.022 | 0 | 0 | 1.367 | 0 | 0 | 0 | 0 | 0 | 0 | 0.607 | 0.888 | 0.244 | 0 | 0 | 0 | 0 | 0.987 | 0 | 0 | 0 | 0 | 0 | 0 | 0 | 0 | 0 | 1.434 | 0 | 0 | 0.442 | 0 | 0 | 0 | 0 | 0 | 0 | 0 | 0 | 0 | 0 | 0 | 0 | 0 | 0 | 1.056 | 0 | 0.606 | 0 | 0 | 1.735 | 0 | 0 | 0 | 0 | 0 | 0 | 0.835 | 0.945 | 0 | 0 | 0.487 | 0 | 1.547 | 0 | 0 | 0 | 1.341 | 0 | 0 | 0 | 0.252 | 0 | 0 | 1.064 | 0.814 | 0 | 0 | 0 | 0 | 1.352
21 | 10 | 0.464 | 0 | 0 | 0 | 0 | 0 | 0 | 0 | 0 | 0 | 0 | 0 | 0 | 0 | 0.285 | 0 | 0 | 1.092 | 0 | 0 | 0 | 0 | 0 | 0.381 | 0.935 | 0.863 | 0 | 1.133 | 0 | 0 | 0 | 0.927 | 0 | 0 | 0 | 0 | 0 | 0 | 0 | 0 | 0 | 0.378 | 0 | 0 | 0 | 0 | 0 | 0 | 0 | 0 | 0 | 0 | 0 | 0 | 0 | 0 | 0 | 0 | 0 | 0 | 0 | 0 | 0 | 0 | 1.644 | 0 | 0 | 0 | 0 | 0 | 0 | 0.979 | 1.32 | 0 | 0 | 0 | 0 | 1.503 | 0 | 0 | 0 | 0.17 | 0 | 0 | 0 | 0.328 | 0 | 0 | 0.213 | 1.031 | 0 | 0.996 | 0 | 0 | 0
22 | 10.5 | 0.319 | 0 | 1.191 | 0 | 0 | 0 | 0 | 0 | 0 | 0 | 0 | 0 | 0 | 0 | 0 | 0 | 0 | 0 | 0 | 0 | 0 | 0 | 0 | 0 | 0.823 | 0.044 | 0 | 1.186 | 0 | 0 | 0 | 1.072 | 0 | 0 | 0 | 0 | 0 | 0 | 0 | 0 | 0 | 0 | 0 | 0 | 0 | 0 | 0 | 0 | 0 | 0 | 0 | 0 | 0 | 0 | 0 | 0 | 0 | 0 | 0 | 0 | 0 | 0 | 0 | 0 | 0 | 0 | 0 | 0 | 0 | 0 | 0 | 0 | 0.576 | 0 | 0 | 0 | 0 | 0 | 0 | 0 | 0 | 0 | 0 | 0 | 0 | 1.249 | 0 | 0 | 0 | 0 | 0 | 0.764 | 0 | 0 | 0
23 | 11 | 0 | 0 | 0.35 | 0 | 0 | 0 | 0 | 0 | 0 | 0 | 0 | 0 | 0 | 0 | 0 | 0 | 0 | 0 | 0 | 0 | 0 | 0 | 0 | 0 | 0 | 0 | 0 | 1.072 | 0 | 0 | 0 | 0 | 0 | 0 | 0 | 0 | 0 | 0 | 1.003 | 0 | 0 | 0.392 | 0 | 0 | 0 | 0 | 0 | 0 | 0 | 0 | 0 | 0 | 0 | 0 | 0 | 0 | 0 | 0 | 0 | 0 | 0 | 0 | 0 | 0 | 0 | 0 | 0 | 0 | 0 | 1.289 | 0 | 0 | 1.635 | 0 | 0 | 0 | 0 | 0 | 0 | 0.07 | 0 | 0 | 0 | 0 | 0 | 1.171 | 0 | 0 | 0 | 0 | 0 | 0.967 | 0 | 0 | 0
24 | 11.5 | 0 | 0 | 1.05 | 0 | 0 | 0 | 0 | 0 | 0 | 0 | 0 | 0 | 0 | 0 | 0 | 0 | 0 | 0 | 0 | 0 | 0 | 0 | 0 | 0 | 0 | 0 | 0 | 0.123 | 0 | 0 | 0 | 0 | 0 | 0 | 0 | 0 | 0 | 0 | 0 | 0 | 0 | 0 | 0 | 0 | 0 | 0 | 0 | 0 | 0 | 0 | 0 | 0 | 0 | 0 | 0 | 0 | 0 | 0 | 0 | 0 | 0 | 0 | 0 | 0 | 0 | 0 | 0 | 0 | 0 | 0 | 0 | 0 | 0.646 | 0.065 | 0 | 0 | 0 | 0 | 0 | 0.358 | 0 | 0 | 0 | 0 | 0 | 0 | 0 | 0 | 0 | 0 | 0 | 0.125 | 0 | 0 | 0
25 | 12 | 0 | 0 | 0 | 0 | 0 | 0 | 0 | 0 | 0 | 0 | 0 | 0 | 0 | 0 | 0 | 0 | 0 | 0 | 0 | 0 | 0 | 0 | 0 | 0 | 0 | 0 | 0 | 0 | 0 | 0 | 0 | 0 | 0 | 0 | 0 | 0 | 0 | 0 | 0 | 0 | 0 | 0 | 0 | 0 | 0 | 0 | 0 | 0 | 0 | 0 | 0 | 0 | 0 | 0 | 0 | 0 | 0 | 0 | 0 | 0 | 0 | 0 | 0 | 0.23 | 0 | 0 | 0 | 0 | 0 | 0 | 0 | 0 | 0 | 0 | 0 | 0 | 0 | 0 | 0 | 0 | 0 | 0 | 0 | 0 | 0 | 0 | 0 | 0 | 0 | 0 | 0 | 0 | 0 | 0 | 0
26 | 12.5 | 0 | 0 | 0 | 0 | 0 | 0 | 0 | 0 | 0 | 0 | 0 | 0 | 0 | 0 | 0 | 0 | 0 | 0 | 0 | 0 | 0 | 0 | 0 | 0 | 0 | 0 | 0 | 0 | 0 | 0 | 0 | 0 | 0 | 0 | 0.047 | 0 | 0 | 0 | 0 | 0 | 1.477 | 0 | 0 | 0 | 0 | 0 | 0 | 0 | 0 | 0 | 0 | 0 | 0 | 0 | 0 | 0 | 0 | 0 | 0 | 0 | 0 | 0 | 0 | 0 | 0 | 0 | 0 | 0 | 0 | 0 | 0 | 0 | 0 | 0 | 0 | 0 | 0 | 0 | 0 | 0.372 | 0 | 0 | 0 | 0 | 0 | 0 | 0 | 0 | 0 | 0 | 0 | 0 | 0 | 0 | 0
27 | 13 | 0 | 0 | 0 | 0 | 0 | 0 | 0 | 0 | 0 | 0 | 0 | 0 | 0 | 0 | 0 | 0 | 0 | 0 | 0 | 0 | 0 | 0 | 0 | 0 | 0 | 0 | 0 | 0 | 0 | 0 | 0 | 0 | 0 | 0 | 0.386 | 0 | 0 | 0 | 0.598 | 0 | 1.752 | 0.122 | 0 | 0 | 0 | 0 | 0 | 0 | 0 | 0 | 0 | 0 | 0 | 0 | 0 | 0 | 0 | 0 | 0 | 0 | 0 | 0 | 0 | 0 | 0 | 0 | 0 | 0 | 0 | 0 | 0 | 0 | 0 | 0 | 0 | 0 | 0 | 0 | 0 | 0 | 0 | 0 | 0 | 0 | 0 | 0 | 0 | 0 | 0 | 0 | 0 | 0.937 | 0.338 | 0 | 0
28 | 13.5 | 0 | 0 | 0 | 0 | 0 | 0 | 0 | 0 | 0 | 0 | 0 | 0 | 0 | 0 | 0 | 0 | 0 | 0 | 0 | 0 | 0 | 0 | 0 | 0 | 0 | 0 | 0 | 0 | 0 | 0 | 0 | 0 | 0 | 0 | 0 | 0 | 0 | 0 | 0.105 | 0 | 0.281 | 0.24 | 0 | 0 | 0 | 0 | 0 | 0 | 0 | 0 | 0 | 0 | 0 | 0 | 0 | 0 | 0 | 0 | 0 | 0 | 0 | 0 | 0 | 0 | 0 | 0 | 0 | 0 | 0 | 0 | 0 | 0 | 0 | 0 | 0 | 0 | 0 | 0 | 0 | 0.126 | 0 | 0 | 0 | 0 | 0 | 0 | 0 | 0 | 0 | 0 | 0 | 0.988 | 0 | 0 | 0.283
29 | 14 | 0 | 0 | 0 | 0 | 0 | 0 | 0 | 0 | 0 | 0 | 0 | 0 | 0 | 0 | 0 | 0 | 0 | 0 | 0 | 0 | 0 | 0 | 0 | 0 | 0 | 0 | 0.429 | 0 | 0 | 0 | 0 | 0 | 0 | 0 | 0 | 0 | 0 | 0 | 0.138 | 0 | 0 | 0.034 | 0 | 0 | 0 | 0 | 0 | 0 | 0 | 0 | 0 | 0 | 0 | 0 | 0 | 0 | 0 | 0 | 0 | 0 | 0 | 0 | 0 | 0 | 0 | 0 | 0 | 0 | 0 | 0 | 0 | 0 | 0 | 0 | 0 | 0 | 0 | 0 | 0 | 0 | 0 | 0 | 0 | 0 | 0 | 0 | 0 | 0 | 0 | 0 | 0 | 0.819 | 0 | 0 | 0
30 | 14.5 | 0.162 | 0 | 0 | 0 | 0 | 0 | 0 | 0 | 0 | 0 | 0 | 0 | 0 | 0 | 0 | 0 | 0 | 0 | 0 | 0 | 0 | 0 | 0 | 0 | 0 | 0 | 0 | 0 | 0 | 0 | 0 | 0 | 0 | 0 | 0 | 0 | 0 | 0 | 0 | 0 | 0 | 0.217 | 0 | 0 | 0 | 0 | 0 | 0 | 0 | 0 | 0 | 0 | 0 | 0 | 0 | 0 | 0 | 0 | 0 | 0 | 0 | 0 | 0 | 0 | 0 | 0 | 0 | 0 | 0 | 0 | 0 | 0 | 0 | 0 | 0 | 0 | 0 | 0 | 0 | 0 | 0 | 0 | 0 | 0 | 0 | 0 | 0 | 0 | 0 | 0 | 0 | 0 | 0 | 0 | 0
31 | 15 | 0 | 0 | 0 | 0 | 0 | 0 | 0 | 0 | 0 | 0 | 0 | 0 | 0 | 0 | 0 | 0 | 0 | 0 | 0 | 0 | 0 | 0 | 0 | 0 | 0 | 0 | 0 | 0 | 0 | 0 | 0 | 0 | 0 | 0 | 0 | 0 | 0 | 0 | 0 | 0 | 0 | 0.176 | 0 | 0 | 0 | 0 | 0 | 0 | 0 | 0 | 0 | 0 | 0 | 0 | 0 | 0 | 0 | 0 | 0 | 0 | 0 | 0 | 0 | 0 | 0 | 0 | 0 | 0 | 0 | 0 | 0 | 0 | 0 | 0 | 0 | 0 | 0 | 0 | 0 | 0 | 0 | 0 | 0 | 0 | 0 | 0 | 0 | 0 | 0 | 0 | 0 | 0 | 0 | 0 | 0.383
32 | 15.5 | 0 | 0 | 0 | 0 | 0 | 0 | 0 | 0 | 0 | 0 | 0 | 0 | 0 | 0 | 0 | 0 | 0 | 0 | 0 | 0 | 0 | 0 | 0 | 0 | 0 | 0.159 | 0 | 0 | 0 | 0 | 0 | 0 | 0 | 0 | 0 | 0 | 0 | 0 | 0 | 0 | 0 | 0 | 0 | 0 | 0 | 0 | 0 | 0 | 0 | 0 | 0 | 0 | 0 | 0 | 0 | 0 | 0 | 0 | 0 | 0 | 0 | 0 | 0 | 1.269 | 0 | 0 | 0 | 0 | 0 | 0 | 0 | 0 | 0 | 0 | 0 | 0 | 0 | 0 | 0 | 0 | 0 | 0 | 0 | 0 | 0 | 0 | 0 | 0 | 0 | 0 | 0 | 0 | 0 | 0 | 1.015
33 | 16 | 0 | 0 | 0 | 0 | 0 | 0 | 0 | 0 | 0 | 0 | 0 | 0 | 0 | 0 | 0 | 0 | 0 | 0 | 0 | 0 | 0 | 0 | 0 | 0 | 0 | 0 | 0 | 0 | 0 | 0 | 0 | 0 | 0 | 0 | 0 | 0 | 0 | 0 | 0 | 0 | 0 | 0 | 0 | 0 | 0 | 0 | 0 | 0 | 0 | 0 | 0 | 0 | 0 | 0 | 0 | 0 | 0 | 0 | 0 | 0 | 0 | 0 | 0 | 0 | 0 | 0 | 0 | 0 | 0 | 0 | 0 | 0 | 0 | 0 | 0 | 0 | 0 | 0 | 0 | 0 | 0 | 0 | 0 | 0 | 0 | 0 | 0 | 0 | 0 | 0 | 0 | 0 | 0 | 0 | 0.662
34 | 16.5 | 0 | 0 | 0 | 0 | 0 | 0 | 0 | 0 | 0 | 0 | 0 | 0 | 0 | 0 | 0 | 0 | 0 | 0 | 0 | 0 | 0 | 0 | 0 | 0 | 0 | 0 | 0 | 0 | 0 | 0 | 0 | 0 | 0 | 0 | 0 | 0 | 0 | 0 | 0 | 0 | 0 | 0 | 0 | 0 | 0 | 0 | 0 | 0 | 0 | 0 | 0 | 0 | 0 | 0 | 0 | 0 | 0 | 0 | 0 | 0 | 0 | 0 | 0 | 0 | 0 | 0 | 0 | 0 | 0 | 0 | 0 | 0 | 0 | 0 | 0 | 0 | 0 | 0.985 | 0 | 0 | 0 | 0 | 0 | 0 | 0 | 0 | 0.716 | 0 | 0 | 0 | 0 | 0 | 0 | 0 | 0.319
35 | 17 | 0 | 0 | 0 | 0 | 0 | 0 | 0 | 0 | 0 | 0 | 0 | 0 | 0 | 0 | 0 | 0 | 0 | 0 | 0 | 0 | 0 | 0 | 0 | 0 | 0 | 0.258 | 0 | 0 | 0 | 0 | 0 | 0 | 0 | 0 | 0 | 0 | 0 | 0 | 0 | 0 | 0 | 0.375 | 0 | 0 | 0 | 0 | 0 | 0 | 0 | 0 | 0.178 | 0 | 0 | 0 | 0 | 0.405 | 0 | 0 | 0 | 0 | 0 | 0 | 0 | 0 | 0 | 0 | 0 | 0 | 0 | 0 | 0 | 0 | 0 | 0 | 0 | 0 | 0 | 0.163 | 0 | 0 | 0 | 0 | 0 | 0 | 0 | 0 | 0 | 0 | 0 | 0 | 0 | 0 | 0 | 0 | 0
36 | 17.5 | 0 | 0 | 0 | 0 | 0 | 0 | 0 | 0 | 0 | 0 | 0 | 0 | 0 | 0 | 0 | 0 | 0 | 0 | 0 | 0 | 0 | 0 | 0 | 0 | 0.406 | 0.153 | 0 | 0.237 | 0 | 0 | 0 | 0 | 0 | 0 | 0 | 0 | 0 | 0 | 0 | 0 | 0 | 0.513 | 0 | 0 | 0 | 0 | 0 | 0 | 0 | 0 | 0 | 0 | 0 | 0 | 0 | 0 | 0 | 0 | 0 | 0 | 0 | 0 | 0 | 0 | 0 | 0 | 0 | 0 | 0 | 0 | 0 | 0 | 0 | 0 | 0 | 0 | 0 | 0 | 0 | 0 | 0 | 0 | 0 | 0 | 0 | 0 | 0 | 0 | 0 | 0 | 0 | 0 | 0 | 0 | 0
37 | 18 | 0 | 0 | 0.059 | 0 | 0 | 0 | 0 | 0 | 0.311 | 0 | 0 | 0 | 0 | 0 | 0 | 0 | 0 | 0 | 0 | 0 | 0 | 0 | 0 | 0 | 0.279 | 0.174 | 0 | 0.28 | 0.48 | 0 | 0 | 0 | 0 | 0 | 0 | 0 | 0 | 0 | 0 | 0 | 0 | 0.101 | 0 | 0 | 0 | 0 | 0 | 0 | 0 | 0 | 0 | 0 | 0 | 0 | 0 | 0 | 0 | 0 | 0 | 0 | 0 | 0 | 0 | 0 | 0 | 0 | 0 | 0 | 0 | 0 | 0 | 0 | 0 | 0 | 0 | 0 | 0 | 0 | 0 | 0 | 0 | 0 | 0 | 0.014 | 0.239 | 0 | 0 | 0 | 0 | 0.214 | 0 | 0 | 0 | 0 | 0
38 | 18.5 | 0.235 | 0 | 0 | 0 | 0 | 0 | 0 | 0 | 0 | 0 | 0 | 0 | 0 | 0 | 0 | 0 | 0 | 0 | 0 | 0 | 0 | 0 | 0 | 0 | 0.016 | 0.073 | 0 | 0 | 0.483 | 0.29 | 0 | 0 | 0 | 0 | 0 | 0 | 0 | 0 | 0 | 0 | 0 | 0.266 | 0 | 0 | 0 | 0 | 0 | 0 | 0 | 0 | 0 | 0 | 0 | 0 | 0 | 0 | 0 | 0 | 0 | 0 | 0 | 0 | 0 | 0 | 0 | 0 | 0 | 0 | 0 | 0 | 0.21 | 0 | 0.114 | 0 | 0 | 0 | 0.124 | 0 | 0 | 0 | 0 | 0 | 0 | 0 | 0 | 0 | 0 | 0 | 0 | 0.067 | 0 | 0.107 | 0 | 0 | 0
39 | 19 | 0.075 | 0 | 0.029 | 0 | 0 | 0 | 0 | 0 | 0 | 0 | 0 | 0 | 0 | 0 | 0 | 0 | 0 | 0 | 0 | 0 | 0 | 0 | 0 | 0.026 | 0 | 0.052 | 0 | 0.062 | 0.186 | 0.161 | 0 | 0 | 0 | 0 | 0 | 0 | 0 | 0 | 0 | 0 | 0.066 | 0.135 | 0 | 0 | 0 | 0 | 0 | 0 | 0 | 0 | 0 | 0 | 0 | 0 | 0 | 0 | 0 | 0 | 0.03 | 0 | 0 | 0 | 0 | 0 | 0 | 0 | 0 | 0 | 0 | 0 | 0 | 0 | 0 | 0 | 0 | 0 | 0.239 | 0 | 0 | 0 | 0 | 0 | 0 | 0 | 0 | 0 | 0 | 0 | 0 | 0 | 0 | 0 | 0 | 0 | 0
40 | 19.5 | 0 | 0 | 0 | 0 | 0 | 0 | 0 | 0 | 0 | 0 | 0 | 0 | 0 | 0 | 0 | 0 | 0 | 0 | 0 | 0 | 0 | 0.02 | 0 | 0 | 0 | 0 | 0 | 0 | 0.055 | 0 | 0 | 0 | 0 | 0 | 0 | 0 | 0 | 0 | 0 | 0 | 0 | 0 | 0 | 0 | 0 | 0 | 0 | 0 | 0 | 0 | 0 | 0 | 0 | 0 | 0 | 0 | 0 | 0 | 0 | 0 | 0 | 0 | 0 | 0 | 0 | 0 | 0 | 0 | 0 | 0 | 0 | 0 | 0 | 0 | 0 | 0 | 0.048 | 0 | 0 | 0 | 0 | 0 | 0 | 0 | 0 | 0 | 0 | 0 | 0 | 0 | 0 | 0 | 0 | 0 | 0
41 | 20 | 0 | 0 | 0 | 0 | 0 | 0 | 0 | 0 | 0 | 0 | 0 | 0 | 0 | 0 | 0 | 0 | 0 | 0 | 0 | 0 | 0 | 0 | 0 | 0 | 0 | 0 | 0 | 0 | 0 | 0 | 0 | 0 | 0 | 0 | 0 | 0 | 0 | 0 | 0 | 0 | 0 | 0 | 0 | 0 | 0 | 0 | 0 | 0 | 0 | 0 | 0 | 0 | 0 | 0 | 0 | 0 | 0 | 0 | 0 | 0 | 0 | 0 | 0 | 0 | 0 | 0 | 0 | 0 | 0 | 0 | 0 | 0 | 0 | 0 | 0 | 0 | 0 | 0 | 0 | 0 | 0 | 0 | 0 | 0 | 0 | 0 | 0 | 0 | 0 | 0 | 0 | 0 | 0 | 0 | 0
42 | 20.5 | 0 | 0 | 0 | 0 | 0 | 0 | 0 | 0 | 0 | 0 | 0 | 0 | 0 | 0 | 0 | 0 | 0 | 0 | 0 | 0 | 0 | 0 | 0 | 0 | 0 | 0 | 0 | 0 | 0 | 0 | 0 | 0 | 0 | 0 | 0 | 0 | 0 | 0 | 0 | 0 | 0 | 0 | 0 | 0 | 0 | 0 | 0 | 0 | 0 | 0 | 0 | 0 | 0 | 0 | 0 | 0 | 0 | 0 | 0 | 0 | 0 | 0 | 0 | 0 | 0 | 0 | 0 | 0 | 0 | 0 | 0 | 0 | 0 | 0 | 0 | 0 | 0 | 0 | 0 | 0 | 0 | 0 | 0 | 0 | 0 | 0 | 0 | 0 | 0 | 0 | 0 | 0 | 0 | 0 | 0
43 | 21 | 0 | 0 | 0 | 0 | 0 | 0 | 0 | 0 | 0 | 0 | 0 | 0 | 0 | 0 | 0 | 0 | 0 | 0 | 0 | 0 | 0 | 0 | 0 | 0 | 0 | 0 | 0 | 0 | 0 | 0 | 0 | 0 | 0 | 0 | 0 | 0 | 0 | 0 | 0 | 0 | 0 | 0 | 0 | 0 | 0 | 0 | 0 | 0 | 0 | 0 | 0 | 0 | 0 | 0 | 0 | 0 | 0 | 0 | 0 | 0 | 0 | 0 | 0 | 0 | 0 | 0 | 0 | 0 | 0 | 0 | 0 | 0 | 0 | 0 | 0 | 0 | 0 | 0 | 0 | 0 | 0 | 0 | 0 | 0 | 0 | 0 | 0 | 0 | 0 | 0 | 0 | 0 | 0 | 0 | 0
44 | 21.5 | 0 | 0 | 0 | 0 | 0 | 0 | 0 | 0 | 0 | 0 | 0 | 0 | 0 | 0 | 0 | 0 | 0 | 0 | 0 | 0 | 0 | 0 | 0 | 0 | 0 | 0 | 0 | 0 | 0 | 0 | 0 | 0 | 0 | 0 | 0 | 0 | 0 | 0 | 0 | 0 | 0 | 0 | 0 | 0 | 0 | 0 | 0 | 0 | 0 | 0 | 0 | 0 | 0 | 0 | 0 | 0 | 0 | 0 | 0 | 0 | 0 | 0 | 0 | 0 | 0 | 0 | 0 | 0 | 0 | 0 | 0 | 0 | 0 | 0 | 0 | 0 | 0 | 0 | 0 | 0 | 0 | 0 | 0 | 0 | 0 | 0 | 0 | 0 | 0 | 0 | 0 | 0 | 0 | 0 | 0
45 | 22 | 0 | 0 | 0 | 0 | 0 | 0 | 0 | 0 | 0 | 0 | 0 | 0 | 0 | 0 | 0 | 0 | 0 | 0 | 0 | 0 | 0 | 0 | 0 | 0 | 0 | 0 | 0 | 0 | 0 | 0 | 0 | 0 | 0 | 0 | 0 | 0 | 0 | 0 | 0 | 0 | 0 | 0 | 0 | 0 | 0 | 0 | 0 | 0 | 0 | 0 | 0 | 0 | 0 | 0 | 0 | 0 | 0 | 0 | 0 | 0 | 0 | 0 | 0 | 0 | 0 | 0 | 0 | 0 | 0 | 0 | 0 | 0 | 0 | 0 | 0 | 0 | 0 | 0 | 0 | 0 | 0 | 0 | 0 | 0 | 0 | 0 | 0 | 0 | 0 | 0 | 0 | 0 | 0 | 0 | 0
46 | 22.5 | 0 | 0 | 0 | 0 | 0 | 0 | 0 | 0 | 0 | 0 | 0 | 0 | 0 | 0 | 0 | 0 | 0 | 0 | 0 | 0 | 0 | 0 | 0 | 0 | 0 | 0 | 0 | 0 | 0 | 0 | 0 | 0 | 0 | 0 | 0 | 0 | 0 | 0 | 0 | 0 | 0 | 0 | 0 | 0 | 0 | 0 | 0 | 0 | 0 | 0 | 0 | 0 | 0 | 0 | 0 | 0 | 0 | 0 | 0 | 0 | 0 | 0 | 0 | 0 | 0 | 0 | 0 | 0 | 0 | 0 | 0 | 0 | 0 | 0 | 0 | 0 | 0 | 0 | 0 | 0 | 0 | 0 | 0 | 0 | 0 | 0 | 0 | 0 | 0 | 0 | 0 | 0 | 0 | 0 | 0
47 | 23 | 0 | 0 | 0 | 0 | 0 | 0 | 0 | 0 | 0 | 0 | 0 | 0 | 0 | 0 | 0 | 0 | 0 | 0 | 0 | 0 | 0 | 0 | 0 | 0 | 0 | 0 | 0 | 0 | 0 | 0 | 0 | 0 | 0 | 0 | 0 | 0 | 0 | 0 | 0 | 0 | 0 | 0 | 0 | 0 | 0 | 0 | 0 | 0 | 0 | 0 | 0 | 0 | 0 | 0 | 0 | 0 | 0 | 0 | 0 | 0 | 0 | 0 | 0 | 0 | 0 | 0 | 0 | 0 | 0 | 0 | 0 | 0 | 0 | 0 | 0 | 0 | 0 | 0 | 0 | 0 | 0 | 0 | 0 | 0 | 0 | 0 | 0 | 0 | 0 | 0 | 0 | 0 | 0 | 0 | 0
48 | 23.5 | 0 | 0 | 0 | 0 | 0 | 0 | 0 | 0 | 0 | 0 | 0 | 0 | 0 | 0 | 0 | 0 | 0 | 0 | 0 | 0 | 0 | 0 | 0 | 0 | 0 | 0 | 0 | 0 | 0 | 0 | 0 | 0 | 0 | 0 | 0 | 0 | 0 | 0 | 0 | 0 | 0 | 0 | 0 | 0 | 0 | 0 | 0 | 0 | 0 | 0 | 0 | 0 | 0 | 0 | 0 | 0 | 0 | 0 | 0 | 0 | 0 | 0 | 0 | 0 | 0 | 0 | 0 | 0 | 0 | 0 | 0 | 0 | 0 | 0 | 0 | 0 | 0 | 0 | 0 | 0 | 0 | 0 | 0 | 0 | 0 | 0 | 0 | 0 | 0 | 0 | 0 | 0 | 0 | 0 | 0

## 6. Raw batt discharge
Raw batt discharge
Verbatim copy of Discharge_kW (TR2_analysis_data.xlsx). One row per half-hour, one column per battery (kW).
period | hour | BES_TR2_three312_A | BES_TR2_three321_B | BES_TR2_three368_A | BES_TR2_three388_A | BES_TR2_three409_C | BES_TR2_three478_B | BES_TR2_three97_B | BES_TR2_three133_C | BES_TR2_three160_C | BES_TR2_five58_C | BES_TR2_five147_C | BES_TR2_five149_A | BES_TR2_five160_C | BES_TR2_five170_A | BES_TR2_five177_A | BES_TR2_five67_C | BES_TR2_five243_B | BES_TR2_five284_C | BES_TR2_five285_B | BES_TR2_five303_B | BES_TR2_five324_B | BES_TR2_five355_A | BES_TR2_five394_C | BES_TR2_five451_A | BES_TR2_five466_A | BES_TR2_five494_B | BES_TR2_five512_A | BES_TR2_five520_C | BES_TR2_five540_A | BES_TR2_five588_A | BES_TR2_five649_A | BES_TR2_five663_C | BES_TR2_five685_B | BES_TR2_five695_A | BES_TR2_five704_A | BES_TR2_five733_C | BES_TR2_five117_B | BES_TR2_five778_B | BES_TR2_five799_C | BES_TR2_five801_C | BES_TR2_five831_C | BES_TR2_five881_C | BES_TR2_five118_B | BES_TR2_six64_A | BES_TR2_six154_C | BES_TR2_six173_C | BES_TR2_six186_A | BES_TR2_six191_B | BES_TR2_six203_A | BES_TR2_six232_C | BES_TR2_six238_A | BES_TR2_six249_B | BES_TR2_six254_B | BES_TR2_six269_C | BES_TR2_six289_C | BES_TR2_six317_C | BES_TR2_six326_A | BES_TR2_six329_A | BES_TR2_six342_A | BES_TR2_six349_A | BES_TR2_six350_B | BES_TR2_six362_C | BES_TR2_six365_C | BES_TR2_six378_A | BES_TR2_six385_B | BES_TR2_six387_A | BES_TR2_six392_C | BES_TR2_six410_A | BES_TR2_six431_C | BES_TR2_six484_B | BES_TR2_six512_B | BES_TR2_six518_B | BES_TR2_six523_C | BES_TR2_six571_C | BES_TR2_six583_A | BES_TR2_six625_A | BES_TR2_six646_B | BES_TR2_six87_A | BES_TR2_six652_A | BES_TR2_six665_B | BES_TR2_six667_A | BES_TR2_six721_A | BES_TR2_six740_A | BES_TR2_six758_B | BES_TR2_six784_B | BES_TR2_six799_B | BES_TR2_six807_A | BES_TR2_six885_A | BES_TR2_six894_B | BES_TR2_six914_A | BES_TR2_six921_B | BES_TR2_six929_A | BES_TR2_six938_A | BES_TR2_six990_B | BES_TR2_six1020_A
1 | 0 | 0.271 | 0.043 | 0.206 | 0.057 | 0.054 | 0.162 | 0.046 | 0.055 | 0.678 | 0.213 | 0.142 | 0.119 | 0.139 | 0.19 | 0.054 | 0.094 | 0.05 | 0.05 | 0.41 | 0.149 | 0.049 | 0.185 | 1.565 | 0.182 | 0.054 | 0.054 | 0.257 | 0.086 | 0.124 | 0.282 | 0.036 | 0.209 | 0.272 | 0.158 | 0.709 | 0.052 | 0.048 | 0.214 | 0.86 | 0.053 | 0.058 | 0.049 | 0.235 | 0.273 | 0.156 | 0.53 | 0.192 | 0.167 | 0.144 | 0.167 | 0.034 | 0.038 | 0.401 | 0.178 | 0.61 | 0.048 | 0.145 | 0.029 | 0.367 | 0.431 | 0.062 | 0.047 | 0.048 | 0.16 | 0.455 | 0.901 | 0.313 | 0.757 | 0.178 | 0.038 | 0.409 | 0.116 | 0.048 | 0.384 | 0.054 | 0.594 | 0.211 | 0.145 | 0.156 | 0.053 | 0.056 | 0.706 | 0.135 | 0.05 | 0.049 | 1.071 | 0.57 | 0.046 | 0.061 | 0.086 | 0.082 | 0.778 | 0.201 | 0.164 | 0.475
2 | 0.5 | 0.084 | 0.211 | 0.056 | 0.057 | 0.172 | 0.14 | 0.046 | 0.116 | 0.297 | 0.284 | 0.087 | 0.1 | 0.054 | 0.047 | 0.132 | 0.15 | 0.05 | 0.129 | 0.486 | 0.143 | 0.11 | 0.128 | 0.058 | 0.161 | 0.186 | 0.188 | 0.056 | 0.156 | 0.102 | 0.203 | 0.153 | 0.103 | 0.052 | 0.049 | 0.856 | 0.052 | 0.227 | 0.046 | 0.639 | 0.121 | 0.058 | 0.049 | 0.203 | 0.25 | 0.054 | 0.363 | 0.174 | 0.262 | 0.049 | 0.129 | 0.034 | 0.138 | 0.562 | 0.101 | 0.23 | 0.048 | 0.047 | 0.029 | 0.447 | 0.437 | 0.192 | 0.047 | 0.048 | 0.25 | 0.477 | 0.795 | 0.05 | 1.634 | 0.052 | 0.038 | 0.357 | 0.144 | 0.1 | 0.054 | 0.215 | 0.572 | 0.046 | 0.198 | 0.293 | 0.061 | 0.241 | 0.136 | 0.132 | 0.222 | 0.049 | 1.043 | 0.713 | 0.159 | 0.052 | 0.156 | 0.125 | 0.668 | 0.051 | 0.048 | 0.397
3 | 1 | 0.184 | 0.043 | 0.196 | 0.057 | 0.213 | 0.193 | 0.046 | 0.131 | 0.133 | 0.135 | 0.071 | 0.198 | 0.101 | 0.177 | 0.054 | 0.193 | 0.05 | 0.195 | 0.583 | 0.041 | 0.049 | 0.275 | 0.101 | 0.047 | 0.06 | 0.054 | 0.056 | 0.045 | 0.052 | 0.129 | 0.036 | 0.222 | 0.179 | 0.225 | 0.679 | 0.052 | 0.048 | 0.183 | 0.387 | 0.053 | 0.161 | 0.148 | 0.1 | 0.167 | 0.054 | 0.871 | 0.079 | 0.188 | 0.144 | 0.05 | 0.151 | 0.084 | 0.048 | 0.128 | 0.104 | 0.048 | 0.114 | 0.029 | 0.172 | 0.039 | 0.038 | 0.047 | 0.212 | 0.208 | 0.223 | 0.695 | 0.273 | 0 | 0.206 | 0.139 | 0.066 | 0.054 | 0.304 | 0.346 | 0.058 | 0.563 | 0.316 | 0.171 | 0.121 | 0.119 | 0.056 | 0.149 | 0.054 | 0.05 | 0.049 | 0.058 | 0.093 | 0.119 | 0.121 | 0.044 | 0.055 | 0.17 | 0.208 | 0.309 | 0.17
4 | 1.5 | 0.055 | 0.166 | 0.206 | 0.057 | 0.054 | 0.156 | 0.046 | 0.051 | 0.203 | 0.041 | 0.159 | 0.112 | 0.092 | 0.06 | 0.123 | 0.182 | 0.05 | 0.104 | 0.638 | 0.082 | 0.11 | 0.084 | 0.173 | 0.129 | 0.054 | 0.188 | 0.056 | 0.197 | 0.091 | 0.103 | 0.036 | 0.103 | 0.12 | 0.081 | 0.147 | 0.052 | 0.048 | 0.077 | 0.192 | 0.083 | 0.106 | 0.074 | 0.203 | 0.076 | 0.164 | 0.309 | 0.229 | 0.237 | 0.049 | 0.109 | 0.089 | 0.261 | 0.082 | 0.225 | 0.164 | 0.048 | 0.183 | 0.029 | 0.544 | 0.142 | 0.153 | 0.047 | 0.457 | 0.057 | 0.047 | 0 | 0.131 | 0 | 0.052 | 0.038 | 0.19 | 0.157 | 0.077 | 0.074 | 0.054 | 0.058 | 0.089 | 0.348 | 0.222 | 0.061 | 0.132 | 0.186 | 0.088 | 0.16 | 0.049 | 0.219 | 0.171 | 0.288 | 0.048 | 0.198 | 0.152 | 0.037 | 0.076 | 0.069 | 0.05
5 | 2 | 0.141 | 0.089 | 0.056 | 0.057 | 0.154 | 0.125 | 0.046 | 0.117 | 0.039 | 0.259 | 0.054 | 0.22 | 0.106 | 0.138 | 0.063 | 0.12 | 0.05 | 0.098 | 0.173 | 0.15 | 0.049 | 0.247 | 0.058 | 0.108 | 0.186 | 0.054 | 0.093 | 0.045 | 0.135 | 0.21 | 0.112 | 0.154 | 0.101 | 0.174 | 0 | 0.052 | 0.227 | 0.115 | 0.18 | 0.091 | 0.092 | 0.049 | 0.271 | 0.392 | 0.054 | 0.044 | 0.104 | 0.06 | 0.111 | 0.188 | 0.034 | 0.038 | 0.163 | 0.063 | 0.17 | 0.048 | 0.083 | 0.029 | 0.231 | 0.194 | 0.101 | 0.047 | 0.936 | 0.29 | 0.109 | 0 | 0.189 | 0 | 0.108 | 0.038 | 0.134 | 0.102 | 0.12 | 0.341 | 0.131 | 0.291 | 0.089 | 0.154 | 0.083 | 0.119 | 0.165 | 0.174 | 0.072 | 0.113 | 0.049 | 0 | 0.142 | 0.057 | 0.126 | 0.044 | 0.05 | 0.277 | 0.051 | 0.048 | 0.318
6 | 2.5 | 0.127 | 0.058 | 0.346 | 0.057 | 0.231 | 0.176 | 0.046 | 0.064 | 0.152 | 0.041 | 0.115 | 0.106 | 0.087 | 0.099 | 0.11 | 0.135 | 0.05 | 0.28 | 0.056 | 0.041 | 0.086 | 0.112 | 0.217 | 0.153 | 0.06 | 0.155 | 0.221 | 0.045 | 0.052 | 0.172 | 0.077 | 0.216 | 0.208 | 0.132 | 0 | 0.052 | 0.048 | 0.145 | 0.064 | 0.053 | 0.174 | 0.049 | 0.248 | 0.13 | 0.164 | 0.192 | 0.198 | 0.06 | 0.082 | 0.065 | 0.034 | 0.207 | 0.048 | 0.12 | 0.091 | 0.048 | 0.214 | 0.029 | 0.333 | 0.039 | 0.038 | 0.047 | 0.69 | 0.16 | 0.156 | 0 | 0.136 | 0 | 0.15 | 0.139 | 0.13 | 0.054 | 0.269 | 0.114 | 0.142 | 0.13 | 0.304 | 0.184 | 0.287 | 0.053 | 0.056 | 0.047 | 0.187 | 0.074 | 0.049 | 0 | 0.048 | 0.046 | 0.052 | 0.044 | 0.147 | 0.037 | 0.117 | 0.247 | 0.063
7 | 3 | 0.055 | 0.196 | 0.056 | 0.057 | 0.104 | 0.105 | 0.046 | 0.109 | 0.039 | 0.041 | 0.115 | 0.211 | 0.068 | 0.047 | 0.076 | 0.135 | 0.05 | 0.05 | 0.044 | 0.191 | 0.073 | 0.039 | 0.058 | 0.111 | 0.067 | 0.088 | 0.056 | 0.197 | 0.052 | 0.076 | 0.048 | 0.087 | 0.097 | 0.116 | 0 | 0.052 | 0.154 | 0.046 | 0.069 | 0.121 | 0.058 | 0.173 | 0.062 | 0.123 | 0.054 | 0.067 | 0.169 | 0.06 | 0.049 | 0.119 | 0.034 | 0.138 | 0.184 | 0.245 | 0.217 | 0.048 | 0.047 | 0.029 | 0.295 | 0.105 | 0.16 | 0.047 | 0 | 0.21 | 0.047 | 0 | 0.22 | 0 | 0.052 | 0.038 | 0.194 | 0.054 | 0.106 | 0.309 | 0.054 | 0.101 | 0.058 | 0.235 | 0.167 | 0.086 | 0.157 | 0.18 | 0.041 | 0.199 | 0.049 | 0 | 0.265 | 0.231 | 0.121 | 0.044 | 0.061 | 0.037 | 0.166 | 0.13 | 0.09
8 | 3.5 | 0.131 | 0.04 | 0.196 | 0.054 | 0.245 | 0.177 | 0.043 | 0.071 | 0.175 | 0.038 | 0.078 | 0.089 | 0.123 | 0.188 | 0.083 | 0.252 | 0.047 | 0.193 | 0 | 0.038 | 0.046 | 0.148 | 0.16 | 0.078 | 0.179 | 0.106 | 0.255 | 0.044 | 0.115 | 0.292 | 0.138 | 0.181 | 0.1 | 0.186 | 0 | 0.05 | 0.118 | 0.21 | 0 | 0.05 | 0.2 | 0.047 | 0.324 | 0.268 | 0.052 | 0.014 | 0.043 | 0.057 | 0.141 | 0.111 | 0.179 | 0.174 | 0.058 | 0.105 | 0.07 | 0.045 | 0.1 | 0.026 | 0 | 0.23 | 0.091 | 0.046 | 0 | 0.214 | 0.216 | 0 | 0.176 | 0 | 0.049 | 0.036 | 0.037 | 0.114 | 0.238 | 0.18 | 0.051 | 0.082 | 0.139 | 0.169 | 0.226 | 0.091 | 0.138 | 0.121 | 0.168 | 0.048 | 0.047 | 0 | 0.045 | 0.185 | 0.051 | 0.043 | 0.047 | 0.237 | 0.048 | 0.045 | 0.289
9 | 4 | 0.096 | 0.162 | 0.179 | 0.007 | 0.036 | 0.03 | 0 | 0.089 | 0.103 | 0.085 | 0.098 | 0.168 | 0.029 | 0.01 | 0.083 | 0.024 | 0.0003 | 0.158 | 0 | 0.121 | 0 | 0.216 | 0 | 0.168 | 0.035 | 0.116 | 0.031 | 0.095 | 0.058 | 0.034 | 0 | 0.034 | 0.151 | 0 | 0 | 0.027 | 0 | 0 | 0 | 0.003 | 0.034 | 0.024 | 0.115 | 0.149 | 0.084 | 0 | 0.264 | 0.023 | 0.012 | 0.011 | 0.014 | 0.11 | 0.093 | 0.195 | 0.227 | 0 | 0.151 | 0 | 0 | 0.014 | 0.1 | 0.028 | 0 | 0.071 | 0.016 | 0 | 0.183 | 0 | 0.072 | 0.108 | 0.235 | 0.119 | 0.154 | 0.122 | 0.099 | 0 | 0.098 | 0.181 | 0.171 | 0.003 | 0.025 | 0.168 | 0.053 | 0.019 | 0.024 | 0 | 0.164 | 0.114 | 0.103 | 0.025 | 0.114 | 0.057 | 0.001 | 0.278 | 0.018
10 | 4.5 | 0 | 0 | 0 | 0 | 0 | 0.107 | 0 | 0 | 0 | 0 | 0 | 0 | 0.022 | 0 | 0 | 0.01 | 0 | 0 | 0 | 0 | 0 | 0 | 0 | 0 | 0.093 | 0 | 0 | 0.041 | 0 | 0.073 | 0 | 0.124 | 0 | 0 | 0 | 0 | 0 | 0 | 0 | 0 | 0.002 | 0.038 | 0.012 | 0.099 | 0 | 0 | 0 | 0 | 0 | 0.065 | 0 | 0 | 0 | 0 | 0 | 0 | 0 | 0 | 0 | 0.078 | 0 | 0 | 0 | 0.072 | 0 | 0 | 0 | 0 | 0 | 0 | 0 | 0 | 0 | 0 | 0 | 0 | 0 | 0.045 | 0 | 0 | 0.07 | 0.013 | 0 | 0.046 | 0 | 0 | 0 | 0 | 0 | 0.069 | 0 | 0.049 | 0 | 0 | 0.081
11 | 5 | 0 | 0 | 0.032 | 0 | 0 | 0 | 0 | 0 | 0 | 0 | 0 | 0 | 0 | 0 | 0 | 0 | 0 | 0.047 | 0 | 0 | 0 | 0 | 0 | 0 | 0 | 0 | 0 | 0 | 0 | 0 | 0 | 0 | 0 | 0 | 0 | 0 | 0 | 0 | 0 | 0 | 0 | 0 | 0 | 0 | 0 | 0 | 0 | 0 | 0 | 0 | 0 | 0 | 0 | 0 | 0 | 0 | 0 | 0 | 0 | 0 | 0 | 0 | 0 | 0 | 0 | 0 | 0 | 0 | 0 | 0 | 0 | 0 | 0.031 | 0 | 0 | 0 | 0 | 0 | 0 | 0 | 0 | 0 | 0 | 0 | 0 | 0 | 0 | 0 | 0 | 0 | 0 | 0.005 | 0 | 0 | 0
12 | 5.5 | 0 | 0 | 0 | 0 | 0 | 0 | 0 | 0 | 0 | 0 | 0 | 0 | 0 | 0 | 0 | 0 | 0 | 0 | 0 | 0 | 0 | 0 | 0 | 0 | 0 | 0 | 0 | 0 | 0 | 0 | 0 | 0 | 0 | 0 | 0 | 0 | 0 | 0 | 0 | 0 | 0 | 0 | 0 | 0 | 0 | 0 | 0 | 0 | 0 | 0 | 0 | 0 | 0 | 0 | 0 | 0 | 0 | 0 | 0 | 0 | 0 | 0 | 0 | 0 | 0 | 0 | 0 | 0 | 0 | 0 | 0 | 0 | 0 | 0 | 0 | 0 | 0 | 0 | 0 | 0 | 0 | 0 | 0 | 0 | 0 | 0 | 0 | 0 | 0 | 0 | 0 | 0 | 0 | 0 | 0
13 | 6 | 0 | 0 | 0 | 0 | 0 | 0 | 0 | 0 | 0 | 0 | 0 | 0 | 0 | 0 | 0 | 0 | 0 | 0 | 0 | 0 | 0 | 0 | 0 | 0 | 0 | 0 | 0 | 0 | 0 | 0 | 0 | 0 | 0 | 0 | 0 | 0 | 0 | 0 | 0 | 0 | 0 | 0 | 0 | 0 | 0 | 0 | 0 | 0 | 0 | 0 | 0 | 0 | 0 | 0 | 0 | 0 | 0 | 0 | 0 | 0 | 0 | 0 | 0 | 0 | 0 | 0 | 0 | 0 | 0 | 0 | 0 | 0 | 0 | 0 | 0 | 0 | 0 | 0 | 0 | 0 | 0 | 0 | 0 | 0 | 0 | 0 | 0 | 0 | 0 | 0 | 0 | 0 | 0 | 0 | 0
14 | 6.5 | 0 | 0 | 0 | 0 | 0 | 0 | 0 | 0 | 0 | 0 | 0 | 0 | 0 | 0 | 0 | 0 | 0 | 0 | 0 | 0 | 0 | 0 | 0 | 0 | 0 | 0 | 0 | 0 | 0 | 0 | 0 | 0 | 0 | 0 | 0 | 0 | 0 | 0 | 0 | 0 | 0 | 0 | 0 | 0 | 0 | 0 | 0 | 0 | 0 | 0 | 0 | 0 | 0 | 0 | 0 | 0 | 0 | 0 | 0 | 0 | 0 | 0 | 0 | 0 | 0 | 0 | 0 | 0 | 0.073 | 0 | 0 | 0 | 0.882 | 0 | 0 | 0 | 0 | 0 | 0 | 0 | 0 | 0 | 0 | 0 | 0 | 0 | 0 | 0 | 0 | 0 | 0 | 0 | 0 | 0 | 0
15 | 7 | 0 | 0 | 0 | 0 | 0 | 0 | 0 | 0 | 0 | 0 | 0 | 0 | 0 | 0 | 0 | 0 | 0 | 0 | 0 | 0 | 0 | 0 | 0 | 0 | 0 | 0 | 0 | 0 | 0 | 0 | 0 | 0 | 0 | 0 | 0 | 0 | 0 | 0 | 0 | 0 | 0 | 0 | 0 | 0 | 0 | 0 | 0 | 0 | 0 | 0 | 0 | 0 | 0 | 0 | 0 | 0 | 0 | 0 | 0 | 0 | 0 | 0 | 0 | 0 | 1.652 | 0 | 0 | 0 | 0 | 0 | 0 | 0 | 0 | 0 | 0 | 0 | 0 | 0 | 0 | 0 | 0 | 0 | 0 | 0 | 0 | 0 | 0 | 0 | 0 | 0 | 0 | 0 | 0 | 0 | 0
16 | 7.5 | 0 | 0 | 0 | 0 | 0 | 0 | 0 | 0 | 0 | 0 | 0 | 0 | 0 | 0 | 0 | 0 | 0 | 0 | 0 | 0 | 0 | 0 | 0 | 0 | 0 | 0 | 0 | 0 | 0 | 0 | 0 | 0 | 0 | 0 | 0 | 0 | 0 | 0 | 0 | 0 | 0 | 0 | 0 | 0 | 0 | 0 | 0 | 0 | 0 | 0 | 0 | 0 | 0 | 0 | 0 | 0 | 0 | 0 | 0 | 0 | 0 | 0 | 0 | 0 | 0.054 | 0 | 0 | 0 | 0 | 0 | 0 | 0 | 0.435 | 0 | 0 | 0 | 0 | 1.483 | 0 | 0 | 0 | 0 | 0 | 0 | 0 | 0 | 0 | 0 | 0 | 0 | 0 | 0 | 0 | 0 | 0
17 | 8 | 0 | 0 | 0 | 0 | 0 | 0 | 0 | 0 | 0 | 0 | 0 | 0 | 0 | 0 | 0 | 0 | 0 | 0 | 0 | 0 | 0 | 0 | 0 | 0 | 0 | 0 | 0 | 0 | 0 | 0 | 0 | 0 | 0 | 0 | 0 | 0 | 0 | 0 | 0 | 0 | 0 | 0.228 | 0 | 0 | 0 | 0 | 0 | 0 | 0 | 0 | 0 | 0 | 0 | 0 | 0 | 0 | 0 | 0 | 0 | 0 | 0 | 0 | 0 | 0 | 0 | 0 | 0 | 0 | 0 | 0 | 0 | 0 | 0 | 0 | 0 | 0.214 | 0 | 0 | 0 | 0 | 0 | 0 | 0 | 0 | 0 | 0 | 0 | 0 | 0 | 0 | 0 | 0 | 0 | 0 | 0
18 | 8.5 | 0 | 0 | 0 | 0 | 0 | 0 | 0 | 0 | 0 | 0 | 0 | 0 | 0 | 0 | 0 | 0 | 0 | 0.095 | 0 | 0 | 0 | 0 | 0 | 0 | 0 | 0 | 0 | 0 | 0 | 0 | 0 | 0 | 0 | 0 | 0 | 0 | 0 | 0 | 0 | 0 | 0 | 0 | 0 | 0 | 0 | 0 | 0 | 0 | 0 | 0 | 0 | 0 | 0 | 0 | 0 | 0 | 0 | 0 | 0 | 0 | 0 | 0 | 0 | 0 | 0 | 0 | 0 | 0 | 0 | 0 | 0 | 0 | 0 | 0 | 0 | 0 | 0 | 0 | 0 | 0 | 0 | 0 | 0 | 0 | 0 | 0 | 0 | 0 | 0 | 0 | 0 | 0 | 0 | 0 | 0
19 | 9 | 0 | 0 | 0.115 | 0 | 0 | 0 | 0 | 0 | 0 | 0 | 0 | 0 | 0 | 0 | 0 | 0 | 0 | 0 | 0 | 0 | 0 | 0 | 0 | 0 | 0 | 0 | 0 | 0 | 0 | 0 | 0 | 0 | 0 | 0 | 0 | 0 | 0 | 0 | 0 | 0 | 0 | 0 | 0 | 0 | 0 | 0 | 0 | 0 | 0 | 0 | 0 | 0 | 0 | 0 | 0 | 0 | 0 | 0 | 0 | 0 | 0 | 0 | 0 | 0 | 0 | 0 | 0 | 0 | 0 | 0 | 0 | 0.674 | 0 | 0 | 0 | 0 | 0 | 0 | 0 | 0 | 0 | 0 | 0 | 0 | 0 | 0 | 0 | 0 | 0 | 0 | 0 | 0 | 0 | 0 | 0
20 | 9.5 | 0.705 | 0 | 0 | 0 | 0 | 0 | 0 | 0 | 0 | 0 | 0 | 0 | 0 | 0 | 0 | 0 | 0 | 0 | 0 | 0 | 0 | 0 | 0 | 0.343 | 0 | 0 | 0 | 1.067 | 0 | 0 | 0 | 0 | 0 | 0 | 0 | 0 | 0 | 0 | 0.288 | 0 | 0 | 0 | 0 | 0 | 0 | 0 | 0 | 0 | 0 | 0 | 0 | 0 | 0 | 0 | 0 | 0 | 0 | 0 | 0 | 0 | 0 | 0 | 0 | 0 | 0 | 0 | 0 | 0 | 0 | 0 | 0 | 0 | 0 | 0 | 0 | 0 | 0 | 0 | 0 | 0 | 0 | 0 | 0 | 0 | 0 | 0 | 0 | 0 | 0 | 0 | 0 | 0.096 | 0 | 0 | 0
21 | 10 | 0 | 0 | 0.647 | 0 | 0 | 0 | 0 | 0 | 0 | 0 | 0 | 0 | 0 | 0 | 0 | 0 | 0 | 0 | 0 | 0 | 0 | 0 | 0 | 0 | 0 | 0 | 0 | 0 | 0 | 0 | 0 | 0 | 0 | 0 | 0 | 0 | 0 | 0 | 0.323 | 0 | 0 | 0 | 0 | 0 | 0 | 0 | 0 | 0 | 0 | 0 | 0 | 0 | 0 | 0 | 0 | 0 | 0 | 0 | 0 | 0 | 0 | 0 | 0 | 0 | 0 | 0 | 0 | 0 | 0 | 0.574 | 0 | 0 | 0 | 0 | 0 | 0 | 0 | 0 | 0 | 0 | 0 | 0 | 0 | 0 | 0 | 0 | 0 | 0 | 0 | 0 | 0 | 0 | 0 | 0 | 0
22 | 10.5 | 0 | 0 | 0 | 0 | 0 | 0 | 0 | 0 | 0 | 0 | 0 | 0 | 0 | 0 | 0 | 0 | 0 | 0 | 0 | 0 | 0 | 0 | 0 | 0 | 0 | 0 | 0 | 0 | 0 | 0 | 0 | 0 | 0 | 0 | 0 | 0 | 0 | 0 | 0.291 | 0 | 0 | 0.026 | 0 | 0 | 0 | 0 | 0 | 0 | 0 | 0 | 0 | 0 | 0 | 0 | 0 | 0 | 0 | 0 | 0 | 0 | 0 | 0 | 0 | 0 | 0 | 0 | 0 | 0 | 0 | 0.586 | 0 | 0 | 0 | 0 | 0 | 0 | 0 | 0 | 0 | 0.386 | 0 | 0 | 0 | 0 | 0 | 0 | 0 | 0 | 0 | 0 | 0 | 0 | 0 | 0 | 0
23 | 11 | 0 | 0 | 0 | 0 | 0 | 0 | 0 | 0 | 0 | 0 | 0 | 0 | 0 | 0 | 0 | 0 | 0 | 0 | 0 | 0 | 0 | 0 | 0 | 0 | 0 | 0 | 0 | 0 | 0 | 0 | 0 | 0 | 0 | 0 | 0 | 0 | 0 | 0 | 0 | 0 | 0 | 0 | 0 | 0 | 0 | 0 | 0 | 0 | 0 | 0 | 0 | 0 | 0 | 0 | 0 | 0 | 0 | 0 | 0 | 0 | 0 | 0 | 0 | 0 | 0 | 0 | 0 | 0 | 0 | 0 | 0 | 0 | 0 | 0.058 | 0 | 0 | 0 | 0 | 0 | 0 | 0 | 0 | 0 | 0 | 0 | 0 | 0 | 0 | 0 | 0 | 0 | 0 | 0 | 0 | 0
24 | 11.5 | 0 | 0 | 0 | 0 | 0 | 0 | 0 | 0 | 0 | 0 | 0 | 0 | 0 | 0 | 0 | 0 | 0 | 0 | 0 | 0 | 0 | 0 | 0 | 0 | 0 | 0 | 0 | 0 | 0 | 0 | 0 | 0 | 0 | 0 | 0 | 0 | 0 | 0 | 0 | 0 | 2.088 | 0.115 | 0 | 0 | 0 | 0 | 0 | 0 | 0 | 0 | 0 | 0 | 0 | 0 | 0 | 0 | 0 | 0 | 0 | 0 | 0 | 0 | 0 | 0.207 | 0 | 0 | 0 | 0 | 0 | 0 | 0 | 0 | 0 | 0 | 0 | 0 | 0 | 0 | 0 | 0 | 0 | 0 | 0 | 0 | 0 | 0 | 0 | 0 | 0 | 0 | 0 | 0 | 0 | 0 | 0
25 | 12 | 0 | 0 | 0 | 0 | 0 | 0 | 0 | 0 | 0 | 0 | 0 | 0 | 0 | 0 | 0 | 0 | 0 | 0 | 0 | 0 | 0 | 0 | 0 | 0 | 0 | 0 | 0 | 0 | 0 | 0 | 0 | 0 | 0 | 0 | 0.39 | 0 | 0 | 0 | 0.483 | 0 | 1.072 | 0.145 | 0 | 0 | 0 | 0 | 0 | 0 | 0 | 0 | 0 | 0 | 0 | 0 | 0 | 0 | 0 | 0 | 0 | 0 | 0 | 0 | 0 | 0 | 0 | 0 | 0 | 0 | 0 | 0 | 0 | 0 | 0 | 0 | 0 | 0 | 0 | 0 | 0 | 0.448 | 0 | 0 | 0 | 0 | 0 | 0 | 0 | 0 | 0 | 0 | 0 | 0.572 | 0 | 0 | 0
26 | 12.5 | 0 | 0 | 0 | 0 | 0 | 0 | 0 | 0 | 0 | 0 | 0 | 0 | 0 | 0 | 0 | 0 | 0 | 0 | 0 | 0 | 0 | 0 | 0 | 0 | 0 | 0 | 0 | 0 | 0 | 0 | 0 | 0 | 0 | 0 | 0 | 0 | 0 | 0 | 0.274 | 0 | 0 | 0.071 | 0 | 0 | 0 | 0 | 0 | 0 | 0 | 0 | 0 | 0 | 0 | 0 | 0 | 0 | 0 | 0 | 0 | 0 | 0 | 0 | 0 | 0 | 0 | 0 | 0 | 0 | 0 | 0 | 0 | 0 | 0 | 0 | 0 | 0 | 0 | 0 | 0 | 0 | 0 | 0 | 0 | 0 | 0 | 0 | 0 | 0 | 0 | 0 | 0 | 0.841 | 0.304 | 0 | 0
27 | 13 | 0 | 0 | 0 | 0 | 0 | 0 | 0 | 0 | 0 | 0 | 0 | 0 | 0 | 0 | 0 | 0 | 0 | 0 | 0 | 0 | 0 | 0 | 0 | 0 | 0 | 0 | 0 | 0 | 0 | 0 | 0 | 0 | 0 | 0 | 0 | 0 | 0 | 0 | 0 | 0 | 0 | 0 | 0 | 0 | 0 | 0 | 0 | 0 | 0 | 0 | 0 | 0 | 0 | 0 | 0 | 0 | 0 | 0 | 0 | 0 | 0 | 0 | 0 | 0 | 0 | 0 | 0 | 0 | 0 | 0 | 0 | 0 | 0 | 0 | 0 | 0 | 0 | 0 | 0 | 0 | 0 | 0 | 0 | 0 | 0 | 0 | 0 | 0 | 0 | 0 | 0 | 0 | 0 | 0 | 0.254
28 | 13.5 | 0 | 0 | 0 | 0 | 0 | 0 | 0 | 0 | 0 | 0 | 0 | 0 | 0 | 0 | 0 | 0 | 0 | 0 | 0 | 0 | 0 | 0 | 0 | 0 | 0 | 0 | 0.386 | 0 | 0 | 0 | 0 | 0 | 0 | 0 | 0 | 0 | 0 | 0 | 0 | 0 | 0 | 0 | 0 | 0 | 0 | 0 | 0 | 0 | 0 | 0 | 0 | 0 | 0 | 0 | 0 | 0 | 0 | 0 | 0 | 0 | 0 | 0 | 0 | 0 | 0 | 0 | 0 | 0 | 0 | 0 | 0 | 0 | 0 | 0 | 0 | 0 | 0 | 0 | 0 | 0 | 0 | 0 | 0 | 0 | 0 | 0 | 0 | 0 | 0 | 0 | 0 | 0 | 0 | 0 | 0
29 | 14 | 0.145 | 0 | 0 | 0 | 0 | 0 | 0 | 0 | 0 | 0 | 0 | 0 | 0 | 0 | 0 | 0 | 0 | 0 | 0 | 0 | 0 | 0 | 0 | 0 | 0 | 0 | 0 | 0 | 0 | 0 | 0 | 0 | 0 | 0 | 0 | 0 | 0 | 0 | 0 | 0 | 0 | 0 | 0 | 0 | 0 | 0 | 0 | 0 | 0 | 0 | 0 | 0 | 0 | 0 | 0 | 0 | 0 | 0 | 0 | 0 | 0 | 0 | 0 | 0 | 0 | 0 | 0 | 0 | 0 | 0 | 0 | 0 | 0 | 0 | 0 | 0 | 0 | 0 | 0 | 0 | 0 | 0 | 0 | 0 | 0 | 0 | 0 | 0 | 0 | 0 | 0 | 0 | 0 | 0 | 0.986
30 | 14.5 | 0 | 0 | 0 | 0 | 0 | 0 | 0 | 0 | 0 | 0 | 0 | 0 | 0 | 0 | 0 | 0 | 0 | 0 | 0 | 0 | 0 | 0 | 0 | 0 | 0 | 0 | 0 | 0 | 0 | 0 | 0 | 0 | 0 | 0 | 0 | 0 | 0 | 0 | 0 | 0 | 0 | 0 | 0 | 0 | 0 | 0 | 0 | 0 | 0 | 0 | 0 | 0 | 0 | 0 | 0 | 0 | 0 | 0 | 0 | 0 | 0 | 0 | 0 | 0.453 | 0 | 0 | 0 | 0 | 0 | 0 | 0 | 0 | 0 | 0 | 0 | 0 | 0 | 0 | 0 | 0 | 0 | 0 | 0 | 0 | 0 | 0 | 0 | 0 | 0 | 0 | 0 | 0 | 0 | 0 | 1.156
31 | 15 | 0 | 0 | 0 | 0 | 0 | 0 | 0 | 0 | 0 | 0 | 0 | 0 | 0 | 0 | 0 | 0 | 0 | 0 | 0 | 0 | 0 | 0 | 0 | 0 | 0 | 0.344 | 0 | 0 | 0 | 0 | 0 | 0 | 0 | 0 | 0 | 0 | 0 | 0 | 0 | 0 | 0 | 0 | 0 | 0 | 0 | 0 | 0 | 0 | 0 | 0 | 0 | 0 | 0 | 0 | 0 | 0 | 0 | 0 | 0 | 0 | 0 | 0 | 0 | 0.689 | 0 | 0 | 0 | 0 | 0 | 0 | 0 | 0 | 0 | 0 | 0 | 0 | 0 | 0 | 0 | 0 | 0 | 0 | 0 | 0 | 0 | 0 | 0 | 0 | 0 | 0 | 0 | 0 | 0 | 0 | 0
32 | 15.5 | 0 | 0 | 0 | 0 | 0 | 0 | 0 | 0 | 0 | 0 | 0 | 0 | 0 | 0 | 0 | 0 | 0 | 0 | 0 | 0 | 0 | 0 | 0 | 0 | 0 | 0 | 0 | 0 | 0 | 0 | 0 | 0 | 0 | 0 | 0 | 0 | 0 | 0 | 0 | 0 | 0 | 0.663 | 0 | 0 | 0 | 0 | 0 | 0 | 0 | 0 | 0 | 0 | 0 | 0 | 0 | 0 | 0 | 0 | 0 | 0 | 0 | 0 | 0 | 0 | 0 | 0 | 0 | 0 | 0 | 0 | 0 | 0 | 0 | 0 | 0 | 0 | 0 | 0 | 0 | 0 | 0 | 0 | 0 | 0 | 0 | 0 | 0 | 0 | 0 | 0 | 0 | 0 | 0 | 0 | 0
33 | 16 | 0 | 0 | 0 | 0 | 0 | 0 | 0 | 0 | 0 | 0 | 0 | 0 | 0 | 0 | 0 | 0 | 0 | 0 | 0 | 0 | 0 | 0 | 0 | 0 | 0 | 0.692 | 0 | 0 | 0 | 0 | 0 | 0 | 0 | 0 | 0 | 0 | 0 | 0 | 0 | 0 | 0 | 1.524 | 0 | 0 | 0 | 0 | 0 | 0 | 0 | 0 | 0 | 0 | 0 | 0 | 0 | 0 | 0 | 0 | 0 | 0 | 0 | 0 | 0 | 0 | 0 | 0 | 0 | 0 | 0 | 0 | 0 | 0 | 0 | 0 | 0 | 0 | 0 | 1.033 | 0 | 0 | 0 | 0 | 0 | 0 | 0 | 0 | 0.644 | 0 | 0 | 0 | 0 | 0 | 0 | 0 | 0
34 | 16.5 | 0 | 0 | 0 | 0 | 0 | 0 | 0 | 0 | 0 | 0 | 0 | 0 | 0 | 0 | 0 | 0 | 0 | 0 | 0 | 0 | 0 | 0 | 0 | 0 | 0.191 | 1.004 | 0 | 1.481 | 0 | 0 | 0 | 0 | 0 | 0 | 0 | 0 | 0 | 0 | 0 | 0 | 0 | 1.953 | 0 | 0 | 0 | 0 | 0 | 0 | 0 | 0 | 0.16 | 0 | 0 | 0 | 0 | 0.364 | 0 | 0 | 0 | 0 | 0 | 0 | 0 | 0 | 0 | 0 | 0 | 0 | 0 | 0 | 0 | 0 | 0 | 0 | 0 | 0 | 0 | 0 | 0 | 0 | 0 | 0 | 0 | 0 | 0 | 0 | 0 | 0 | 0 | 0 | 0 | 0 | 0 | 0 | 0
35 | 17 | 0 | 0 | 0 | 0 | 0 | 0 | 0 | 0 | 0 | 0 | 0 | 0 | 0 | 0 | 0 | 0 | 0 | 0 | 0 | 0 | 0 | 0 | 0 | 0 | 0.44 | 0 | 0 | 0.23 | 0.412 | 0 | 0 | 0 | 0 | 0 | 0 | 0 | 0 | 0 | 0 | 0 | 0 | 0 | 0 | 0 | 0 | 0 | 0 | 0 | 0 | 0 | 0 | 0 | 0 | 0 | 0 | 0 | 0 | 0 | 0 | 0 | 0 | 0 | 0 | 0 | 0 | 0 | 0 | 0 | 0 | 0 | 0 | 0 | 0 | 0 | 0 | 0 | 0 | 0 | 0 | 0 | 0 | 0 | 0 | 0 | 0 | 0 | 0 | 0 | 0 | 0 | 0 | 0 | 0 | 0 | 0
36 | 17.5 | 0.278 | 0 | 0.422 | 0 | 0 | 0 | 0 | 0 | 0.481 | 0 | 0 | 0 | 0 | 0 | 0 | 0 | 0 | 0 | 0 | 0 | 0 | 0 | 0 | 0 | 0 | 0 | 0 | 0 | 0.747 | 0.585 | 0 | 0 | 0 | 0 | 0 | 0 | 0 | 0 | 0 | 0 | 0 | 0 | 0 | 0 | 0 | 0 | 0 | 0 | 0 | 0 | 0.222 | 0 | 0 | 0 | 0 | 0 | 0 | 0 | 0 | 0 | 0 | 0 | 0 | 0 | 0 | 0 | 0 | 0 | 0 | 0 | 0 | 0 | 0 | 0 | 0 | 0 | 0 | 0.666 | 0 | 0 | 0 | 0 | 0 | 0.013 | 1.342 | 0.779 | 0 | 0 | 0 | 0.809 | 0 | 0 | 0 | 0 | 0
37 | 18 | 0.362 | 0 | 0 | 0 | 0 | 0 | 0 | 0.437 | 0 | 0 | 0 | 0 | 0 | 0 | 0 | 0 | 0 | 0 | 0 | 0 | 0 | 0 | 0 | 0 | 0 | 0 | 0 | 0 | 0 | 3.169 | 0 | 0 | 0 | 0 | 0 | 0 | 0 | 0 | 0 | 0 | 0 | 0 | 0 | 0 | 0 | 0 | 0 | 0 | 0 | 0 | 0.167 | 0 | 0 | 0 | 0 | 0 | 0 | 0 | 0 | 0 | 0 | 0 | 0 | 0 | 0 | 0 | 0 | 0 | 0 | 0 | 0.189 | 0 | 0.892 | 0.157 | 0 | 0 | 0.679 | 0.559 | 0 | 0 | 0 | 0 | 0 | 0 | 0 | 0.204 | 0 | 0 | 0 | 0 | 0 | 1.012 | 0 | 0 | 0
38 | 18.5 | 0 | 0 | 0.76 | 0 | 0 | 0 | 0 | 1.228 | 0.37 | 0 | 0 | 0 | 0 | 0 | 0 | 0 | 0 | 0 | 0 | 0 | 0 | 0 | 0 | 0.024 | 0 | 0 | 0 | 0.014 | 0 | 0 | 0 | 0 | 0 | 0 | 0 | 0 | 0 | 0 | 0 | 0 | 0.06 | 0 | 0 | 0 | 1.414 | 0 | 0 | 0 | 0 | 0 | 1.115 | 0 | 0 | 0 | 0 | 0 | 0 | 0 | 0.066 | 0.833 | 0 | 0.056 | 0 | 0 | 0 | 0 | 0 | 0 | 2.465 | 0 | 0 | 0.124 | 0 | 0.022 | 0 | 0.168 | 0 | 0.825 | 0 | 0 | 0 | 0 | 0 | 0 | 0.011 | 1.175 | 0 | 0 | 0 | 0 | 0 | 0 | 0 | 0 | 0
39 | 19 | 0 | 0.137 | 0 | 0 | 0.38 | 0.371 | 0 | 0.063 | 2.435 | 0.106 | 0 | 0 | 0.245 | 0.052 | 0.127 | 0.131 | 0 | 0 | 0 | 0 | 0 | 0.018 | 0.071 | 0 | 0 | 0 | 0 | 0 | 0 | 0 | 0 | 0 | 0 | 0 | 1.526 | 0 | 0 | 0 | 0 | 0 | 0 | 0 | 0 | 0 | 2.127 | 0 | 0 | 0 | 0.483 | 0.18 | 0.139 | 0.161 | 0 | 0 | 0.129 | 0 | 0 | 0 | 0 | 0.209 | 0 | 0.125 | 0 | 0 | 0 | 0.133 | 0 | 0.07 | 3.329 | 0.024 | 0 | 0.138 | 0.118 | 0.437 | 0 | 1.365 | 0 | 2.008 | 0.329 | 0 | 2.414 | 0.06 | 0 | 0.026 | 1.407 | 0.32 | 0 | 0 | 0 | 0.218 | 0 | 0.081 | 0 | 0 | 0.0003
40 | 19.5 | 0.089 | 0.547 | 0.417 | 0.31 | 1.783 | 0.952 | 0 | 0.334 | 1.918 | 0.212 | 0.218 | 0.2 | 0.364 | 0.293 | 0.236 | 0.353 | 0.057 | 0.38 | 0 | 0.34 | 0.315 | 0 | 0.565 | 0 | 0.153 | 0.322 | 0.704 | 0.285 | 0 | 0.246 | 0.146 | 0.164 | 0.011 | 1.756 | 1.348 | 0 | 0.164 | 0 | 0.392 | 0.347 | 0 | 0.107 | 0.678 | 0.158 | 0.978 | 0.412 | 0.35 | 0.299 | 1.356 | 0.239 | 0.166 | 0.484 | 0.323 | 0 | 0.338 | 0.103 | 0.314 | 1.237 | 0.138 | 0.216 | 0.456 | 0.361 | 1.068 | 0.13 | 0.34 | 0.713 | 0.158 | 1.29 | 0.938 | 0.385 | 0.128 | 0.507 | 0.52 | 0.286 | 0.038 | 0.411 | 0 | 0.494 | 0.262 | 0.329 | 1.339 | 0.019 | 0.153 | 0.4 | 1.283 | 0.005 | 0.029 | 0.365 | 0.134 | 0.187 | 0.627 | 0.382 | 0 | 0.218 | 0.658
41 | 20 | 0.04 | 1.051 | 0.213 | 0.232 | 0.163 | 0.289 | 0.026 | 0.339 | 0.456 | 0.105 | 0.394 | 0.476 | 0.42 | 0.525 | 0.301 | 0.307 | 0.03 | 0.495 | 0.036 | 0.626 | 0.739 | 0.233 | 0.539 | 0.272 | 0.047 | 0.276 | 1.18 | 0.405 | 0.138 | 0.042 | 0.266 | 0.164 | 0.111 | 0.522 | 0.604 | 0.042 | 0.06 | 0.194 | 0.438 | 0.761 | 0.148 | 0.051 | 0.898 | 0.096 | 0.4 | 0.718 | 0.371 | 0.489 | 2.026 | 0.509 | 0.417 | 0.361 | 0.402 | 0.265 | 2.151 | 0.289 | 0.571 | 0.489 | 0.265 | 0.029 | 0.507 | 0.381 | 0.655 | 0.034 | 0.571 | 0.548 | 0.205 | 0.611 | 0.44 | 0.42 | 0.336 | 0.448 | 0.227 | 0.209 | 0.056 | 0.548 | 0.22 | 0.397 | 0.28 | 0.513 | 0.487 | 0.164 | 0.386 | 0.654 | 0.962 | 1.394 | 0.098 | 0.775 | 0.335 | 0.624 | 0.639 | 0.417 | 0.122 | 0.101 | 0.369
42 | 20.5 | 0.212 | 0.201 | 0.445 | 0.187 | 0.054 | 0.524 | 0.046 | 0.1 | 1.446 | 0.294 | 0.639 | 0.465 | 0.285 | 0.478 | 0.392 | 0.264 | 0.05 | 0.48 | 0.056 | 0.744 | 2.73 | 0.508 | 0.733 | 0.047 | 0.054 | 0.352 | 1.15 | 0.305 | 0.069 | 0.054 | 0.37 | 0.096 | 0.179 | 0.231 | 0.935 | 0.052 | 0.289 | 0.046 | 0.537 | 0.717 | 0.106 | 0.055 | 0.635 | 0.404 | 1.276 | 0.783 | 0.754 | 0.539 | 0.527 | 0.709 | 0.355 | 0.246 | 0.771 | 0.07 | 2.465 | 0.189 | 0.625 | 0.567 | 0.196 | 0.142 | 0.308 | 0.209 | 0.76 | 0.274 | 0.451 | 0.483 | 0.56 | 0.295 | 0 | 0.538 | 0.186 | 1.4 | 0.409 | 0.135 | 0.201 | 0.651 | 0.064 | 0.716 | 0.6 | 0.841 | 0.606 | 0.186 | 0.721 | 0.852 | 0.388 | 0.617 | 0.198 | 0.419 | 0.308 | 0.548 | 0.393 | 0.631 | 0.142 | 0.195 | 0.353
43 | 21 | 0.055 | 0.348 | 0.507 | 0.302 | 0.225 | 1.496 | 0.046 | 0.1 | 0.095 | 0.175 | 0.682 | 0.761 | 0.115 | 0.261 | 0.435 | 0.047 | 0.05 | 0.603 | 0.056 | 0.585 | 2.956 | 0.472 | 0.531 | 0.19 | 0.123 | 0.501 | 0.662 | 0.521 | 0.052 | 0.218 | 0.503 | 0.168 | 0.08 | 0.329 | 0.743 | 0.052 | 0.249 | 0.145 | 0.602 | 0.517 | 1.009 | 0.166 | 0.878 | 0.091 | 0.664 | 0.58 | 0.415 | 0.733 | 0.446 | 0.613 | 0.556 | 0.038 | 0.49 | 0.141 | 1.923 | 0.242 | 0.047 | 0.595 | 0.369 | 0.194 | 0.557 | 0.261 | 0.758 | 0.184 | 0.268 | 0.537 | 0.516 | 0.284 | 0 | 0.347 | 0.283 | 0.498 | 0.523 | 0.289 | 0.058 | 0.496 | 0.202 | 0.834 | 0.233 | 0.454 | 2.203 | 0.174 | 1.493 | 0.56 | 0.464 | 1.244 | 0.152 | 0.291 | 0.338 | 0.385 | 0.574 | 0.68 | 0.051 | 0.366 | 0.366
44 | 21.5 | 0.055 | 0.22 | 0.405 | 0.345 | 0.16 | 0.197 | 0.101 | 0.082 | 0.208 | 0.554 | 0.372 | 0.614 | 0.096 | 0.047 | 0.362 | 0.224 | 0.05 | 0.576 | 0.056 | 0.674 | 0.432 | 0.281 | 0.622 | 0.153 | 0.123 | 0.586 | 0.607 | 0.74 | 0.072 | 0.163 | 0.611 | 0.053 | 0.772 | 0.281 | 1.07 | 0.222 | 0.434 | 0.115 | 0.465 | 0.619 | 1.062 | 0.055 | 0.632 | 0.259 | 0.312 | 1.008 | 0.524 | 0.369 | 0.35 | 0.137 | 0.759 | 0.067 | 0.668 | 0.211 | 0.167 | 0.241 | 0.119 | 0.47 | 0.367 | 0.083 | 0.615 | 0.401 | 0.467 | 0.089 | 0.621 | 0.86 | 0.351 | 0.359 | 0 | 0.707 | 0.311 | 0.363 | 1.231 | 0.085 | 0.36 | 0.17 | 0.203 | 0.672 | 0.092 | 0.389 | 0.122 | 0.129 | 0.493 | 0.488 | 0.576 | 0.634 | 0.304 | 0.463 | 0.104 | 0.823 | 0.558 | 0.496 | 0.191 | 0.999 | 0.593
45 | 22 | 0.246 | 0.424 | 0.549 | 0.299 | 0.054 | 0.193 | 0.234 | 0.051 | 0.043 | 0.244 | 0.588 | 0.41 | 0.096 | 0.093 | 0.256 | 0.166 | 0.05 | 0.494 | 0.478 | 0.503 | 0 | 0.246 | 0.433 | 0.1 | 0.136 | 0.696 | 0.46 | 0.824 | 0.368 | 0.069 | 0.216 | 0.234 | 0.297 | 0.307 | 0.946 | 0.426 | 1.448 | 0.046 | 0.06 | 0.818 | 0.058 | 0.166 | 0.693 | 0.238 | 0 | 0.729 | 0.696 | 0.488 | 0.12 | 0.106 | 0.501 | 0.24 | 0.364 | 0.055 | 0 | 0.321 | 0.088 | 0.383 | 0.449 | 0.119 | 0.593 | 0.304 | 0.621 | 0.368 | 0.374 | 1.147 | 0.986 | 0.306 | 0 | 0.131 | 0.32 | 0.534 | 0.681 | 0.21 | 0.499 | 0.058 | 0.15 | 0 | 0.138 | 0.396 | 0 | 0.136 | 0.301 | 0.473 | 0.454 | 0.801 | 0.697 | 0.533 | 0.048 | 0.416 | 0.601 | 0.497 | 0.092 | 0.391 | 0.391
46 | 22.5 | 0.412 | 0.263 | 0.271 | 0.321 | 0.302 | 0.156 | 0.352 | 0.205 | 0 | 0.529 | 0.536 | 0.668 | 0.212 | 0.145 | 0.357 | 0.047 | 0.05 | 0.586 | 0.39 | 1.885 | 0 | 0.143 | 0.144 | 0.196 | 0.502 | 0.461 | 0.056 | 0.499 | 0.374 | 0.313 | 0.153 | 0.142 | 0.057 | 0.423 | 0 | 0.561 | 0.593 | 0.046 | 0.111 | 0.737 | 0.188 | 0.049 | 0.843 | 0.209 | 0 | 0.853 | 0.33 | 0.598 | 0.049 | 0.19 | 0.371 | 0.076 | 0.055 | 0.261 | 0 | 0.847 | 0.062 | 0.462 | 0.439 | 0.173 | 0.545 | 0.165 | 1.66 | 0.049 | 0.313 | 0.674 | 0.42 | 0.386 | 0 | 0.038 | 0.396 | 0.284 | 0.75 | 0.054 | 0.436 | 0.273 | 0.072 | 0 | 0.171 | 0.462 | 0 | 0.142 | 0.085 | 0.074 | 0.174 | 0 | 0.569 | 0.593 | 0.065 | 0.788 | 0.53 | 0.607 | 0.051 | 0.309 | 0.168
47 | 23 | 0.241 | 0.317 | 0.173 | 0.057 | 0.083 | 0.05 | 0.131 | 0.103 | 0 | 0.326 | 0.341 | 0.386 | 0.366 | 0.047 | 0.217 | 0.047 | 0.05 | 0.495 | 2.033 | 0.184 | 0 | 0.152 | 0.217 | 0.376 | 0.054 | 0.37 | 0.056 | 0.435 | 0.43 | 0.054 | 0.036 | 0.197 | 0.193 | 0.857 | 0 | 0.516 | 0.223 | 0.192 | 0.267 | 0.702 | 0.079 | 0.049 | 0.701 | 0.265 | 0 | 0.676 | 0.261 | 0.555 | 0.144 | 0.133 | 0.389 | 0.138 | 0.303 | 0.091 | 0 | 0.289 | 0.235 | 0.185 | 0.44 | 0.142 | 0.038 | 0.182 | 0.68 | 0.117 | 0.132 | 1.002 | 0.38 | 0.277 | 0 | 0.139 | 0.358 | 0.484 | 0.567 | 0.406 | 0.596 | 0.148 | 0.334 | 0 | 0.206 | 0.053 | 0 | 0.142 | 0.079 | 0.199 | 0.323 | 0 | 0.51 | 0.546 | 0.108 | 0.274 | 0.05 | 0.265 | 0.166 | 0.168 | 0.163
48 | 23.5 | 0.447 | 0.043 | 0.346 | 0.057 | 0.054 | 0.194 | 0.081 | 0.055 | 0 | 0.041 | 0.117 | 0.055 | 0.424 | 0.047 | 0.054 | 0.343 | 0.05 | 0.328 | 0.486 | 0.041 | 0 | 0.088 | 0.058 | 0.478 | 0.174 | 0.192 | 0.129 | 0.548 | 0.409 | 0.32 | 0.048 | 0.179 | 0.151 | 0.743 | 0 | 0.159 | 0.162 | 0.725 | 0.063 | 0.321 | 0.058 | 0.068 | 0.685 | 0.213 | 0 | 0.609 | 0.164 | 0.623 | 0.049 | 0.113 | 0.337 | 0.207 | 0.394 | 0.22 | 0 | 0.048 | 0.047 | 0.029 | 0.253 | 0.145 | 0.153 | 0.347 | 0.505 | 0.23 | 0.047 | 0.063 | 0.055 | 0.09 | 0 | 0.038 | 0.171 | 0.151 | 0.501 | 0.066 | 0.743 | 0.058 | 0.046 | 0 | 0.193 | 0.053 | 0 | 0.218 | 0.137 | 0.05 | 0.004 | 0 | 0.075 | 0.235 | 0.078 | 0.072 | 0.088 | 0.142 | 0.117 | 0.225 | 0.218

## 7. PV allocation (per period)
TR2 PV allocation — per half-hour
VIOLET = aggregated live from the raw sheets 3–6 (SUM / SUMIF). AMBER = priority split (MIN formulas): PV → prosumer load → battery → customer load → export.
period | hour (h) | PV (kW) | prosumer load (kW) | customer load (kW) | batt charge (kW) | batt discharge (kW) | batt net =chg−dis | PV→ prosumer | PV→ battery | PV→ customer | PV→ export | customer ←grid
1 | 0
2 | 0.5
3 | 1
4 | 1.5
5 | 2
6 | 2.5
7 | 3
8 | 3.5
9 | 4
10 | 4.5
11 | 5
12 | 5.5
13 | 6
14 | 6.5
15 | 7
16 | 7.5
17 | 8
18 | 8.5
19 | 9
20 | 9.5
21 | 10
22 | 10.5
23 | 11
24 | 11.5
25 | 12
26 | 12.5
27 | 13
28 | 13.5
29 | 14
30 | 14.5
31 | 15
32 | 15.5
33 | 16
34 | 16.5
35 | 17
36 | 17.5
37 | 18
38 | 18.5
39 | 19
40 | 19.5
41 | 20
42 | 20.5
43 | 21
44 | 21.5
45 | 22
46 | 22.5
47 | 23
48 | 23.5
TOTAL | kWh/day
Each half-hour is 0.5 h, so daily energy (kWh) = Σ(power in kW) × 0.5.
Trace any input: e.g. cell C5 = SUM of column C on sheet 3 (PV of all 177 connections at 00:00). Click it to see the formula.

## 8. Results & charts
TR2 PV allocation — results
Where the day's PV goes |  |  | How the customers (82) are supplied
Destination | kWh/day | % of PV | Source | kWh/day | % of cust. load
PV → prosumers' own load |  |  | From prosumer PV (day)
PV → battery storage |  |  | From grid import (night)
PV → customers |  |  | TOTAL customer load |  | 100%
PV → export to grid
TOTAL (= PV) |  | 100%
Charts read live from sheet 7, which reads live from raw sheets 3–6.