## 1. Overview
TR4 — Where does the PV energy go?
Prosumers vs. pure customers — every kWh traced from the raw model inputs
Purpose
This workbook accounts for every kWh of PV generated on transformer TR4 over one representative day, and it is fully auditable: nothing is hand-typed except the raw model outputs. Follow the data chain below — each step is a live formula, so changing any raw number updates everything.
The data chain (how each number is built)
Sheet 3 · Raw PV per load | The PV profile of every connection, 48 half-hours. Copied verbatim from TR4_load_PV_48periods.xlsx (sheet PV_generation_kW). Customers = 0.
Sheet 4 · Raw load per load | The load profile of every connection, 48 half-hours, tagged prosumer / customer. Copied from TR4_load_PV_48periods.xlsx (sheet Load_P_kW).
Sheet 5 · Raw batt charge | Charging power of every battery, 48 half-hours. Copied from the rolling dispatch TR4_analysis_data.xlsx (sheet Charge_kW).
Sheet 6 · Raw batt discharge | Discharging power of every battery. Copied from the same run (Discharge_kW).
Sheet 7 · PV allocation | Per half-hour: the five blue inputs are AGGREGATED from sheets 3–6 by SUM / SUMIF; the amber columns then split the PV by the priority rule.
Sheets 1 & 8 · Results | Daily totals (Σ×0.5 h) and shares. Every headline cell links to sheet 7.
The aggregation formulas (sheet 7, per half-hour)
PV (all)
prosumer load
customer load
battery charge
battery discharge
Headline results (all linked live to sheet 7)
Quantity | Value | Unit
Prosumers (PV + battery) | 46 | connections
Pure customers (load only) | 29 | connections
PV generated | 1162.9933 | kWh/day
PV → prosumers' own load (direct) | 218.5122 | kWh/day
PV → battery storage | 155.7538 | kWh/day
PV → customers | 100.7654 | kWh/day
PV → export to grid | 687.9618 | kWh/day
PV share reaching customers | 8.664% | % of PV
Customer load covered by PV | 49.7% | % of customer load
Customer load covered by grid | 50.3% | % of customer load
Colour key & provenance
• LIGHT-BLUE cell = data belonging to a prosumer (its rooftop PV, load, or battery). WHITE = a pure customer (load only). On sheet 7: VIOLET = value aggregated live from the raw sheets (SUM/SUMIF); AMBER = allocation formula; GREEN = daily total (Σ × 0.5 h).
• Per-load PV & load profiles: results/tables/TR4_load_PV_48periods.xlsx (built from OpData.xls).
• Per-battery charge/discharge: TR4_analysis/01_DAILY_ROLLING_DISPATCH/TR4_analysis_data.xlsx (exact-QCP rolling dispatch, RunFOR_Rolling, CPLEX).
• Load classification (PV size > 0 = prosumer): sheet 'Customers' of the load/PV workbook.
• Method note: priority energy allocation per half-hour; downstream network + battery round-trip losses (~3–4% of PV) are not separated out in the per-period disposition.

## 2. Load classification
TR4 load classification — 75 connections
46 prosumers (PV + battery) · 29 pure customers (load only)
ID | Load name | Bus | Phase | PV size (kW) | Type
380 | Load_TR4_F1_1 | TR4_one38 | 2 | 0 | customer
387 | Load_TR4_F1_16 | TR4_one280 | 1 | 0 | customer
388 | Load_TR4_F1_17 | TR4_one287 | 2 | 0 | customer
390 | Load_TR4_F1_19 | TR4_one313 | 1 | 0 | customer
391 | Load_TR4_F1_2 | TR4_one42 | 2 | 0 | customer
396 | Load_TR4_F1_24 | TR4_one346 | 3 | 0 | customer
397 | Load_TR4_F1_25 | TR4_one363 | 3 | 0 | customer
399 | Load_TR4_F1_27 | TR4_one371 | 3 | 0 | customer
400 | Load_TR4_F1_28 | TR4_one375 | 3 | 0 | customer
406 | Load_TR4_F1_33 | TR4_one469 | 1 | 0 | customer
407 | Load_TR4_F1_34 | TR4_one477 | 1 | 0 | customer
409 | Load_TR4_F1_36 | TR4_one482 | 2 | 0 | customer
410 | Load_TR4_F1_37 | TR4_one521 | 3 | 0 | customer
411 | Load_TR4_F1_38 | TR4_one528 | 3 | 0 | customer
412 | Load_TR4_F1_39 | TR4_one537 | 1 | 0 | customer
415 | Load_TR4_F1_41 | TR4_one552 | 2 | 0 | customer
416 | Load_TR4_F1_42 | TR4_one559 | 3 | 0 | customer
421 | Load_TR4_F1_47 | TR4_one605 | 1 | 0 | customer
422 | Load_TR4_F1_48 | TR4_one614 | 2 | 0 | customer
424 | Load_TR4_F1_5 | TR4_one73 | 1 | 0 | customer
431 | Load_TR4_F3_11 | TR4_three204 | 2 | 0 | customer
432 | Load_TR4_F3_12 | TR4_three210 | 2 | 0 | customer
436 | Load_TR4_F3_16 | TR4_three252 | 2 | 0 | customer
438 | Load_TR4_F3_18 | TR4_three260 | 3 | 0 | customer
439 | Load_TR4_F3_19 | TR4_three284 | 2 | 0 | customer
445 | Load_TR4_F3_24 | TR4_three395 | 2 | 0 | customer
447 | Load_TR4_F3_29 | TR4_three478 | 2 | 0 | customer
452 | Load_TR4_F3_7 | TR4_three126 | 2 | 0 | customer
453 | Load_TR4_F3_8 | TR4_three133 | 3 | 0 | customer
381 | Load_TR4_F1_10 | TR4_one195 | 3 | 3.5 | prosumer
382 | Load_TR4_F1_11 | TR4_one223 | 2 | 3 | prosumer
383 | Load_TR4_F1_12 | TR4_one235 | 1 | 4 | prosumer
384 | Load_TR4_F1_13 | TR4_one242 | 2 | 4 | prosumer
385 | Load_TR4_F1_14 | TR4_one252 | 3 | 3 | prosumer
386 | Load_TR4_F1_15 | TR4_one260 | 3 | 4 | prosumer
389 | Load_TR4_F1_18 | TR4_one299 | 2 | 4 | prosumer
392 | Load_TR4_F1_20 | TR4_one320 | 2 | 2.5 | prosumer
393 | Load_TR4_F1_21 | TR4_one321 | 3 | 2.5 | prosumer
394 | Load_TR4_F1_22 | TR4_one328 | 1 | 4 | prosumer
395 | Load_TR4_F1_23 | TR4_one345 | 1 | 3 | prosumer
398 | Load_TR4_F1_26 | TR4_one366 | 2 | 4 | prosumer
401 | Load_TR4_F1_29 | TR4_one410 | 2 | 1.5 | prosumer
402 | Load_TR4_F1_3 | TR4_one50 | 1 | 2 | prosumer
403 | Load_TR4_F1_30 | TR4_one416 | 3 | 4 | prosumer
404 | Load_TR4_F1_31 | TR4_one423 | 2 | 2.5 | prosumer
405 | Load_TR4_F1_32 | TR4_one446 | 2 | 1.5 | prosumer
408 | Load_TR4_F1_35 | TR4_one480 | 1 | 4 | prosumer
413 | Load_TR4_F1_4 | TR4_one61 | 1 | 4 | prosumer
414 | Load_TR4_F1_40 | TR4_one544 | 1 | 2.5 | prosumer
417 | Load_TR4_F1_43 | TR4_one560 | 3 | 3.5 | prosumer
418 | Load_TR4_F1_44 | TR4_one570 | 2 | 2.5 | prosumer
419 | Load_TR4_F1_45 | TR4_one585 | 1 | 4 | prosumer
420 | Load_TR4_F1_46 | TR4_one590 | 1 | 2.5 | prosumer
423 | Load_TR4_F1_49 | TR4_one617 | 1 | 3.5 | prosumer
425 | Load_TR4_F1_6 | TR4_one76 | 1 | 2.5 | prosumer
426 | Load_TR4_F1_7 | TR4_one133 | 1 | 4 | prosumer
427 | Load_TR4_F1_8 | TR4_one137 | 1 | 2 | prosumer
428 | Load_TR4_F1_9 | TR4_one176 | 1 | 2.5 | prosumer
429 | Load_TR4_F3_1 | TR4_three64 | 1 | 4 | prosumer
430 | Load_TR4_F3_10 | TR4_three193 | 1 | 4 | prosumer
433 | Load_TR4_F3_13 | TR4_three232 | 3 | 3.5 | prosumer
434 | Load_TR4_F3_14 | TR4_three233 | 1 | 1.5 | prosumer
435 | Load_TR4_F3_15 | TR4_three248 | 3 | 3 | prosumer
437 | Load_TR4_F3_17 | TR4_three253 | 3 | 2 | prosumer
440 | Load_TR4_F3_2 | TR4_three66 | 3 | 2 | prosumer
441 | Load_TR4_F3_20 | TR4_three312 | 1 | 4 | prosumer
442 | Load_TR4_F3_21 | TR4_three321 | 2 | 4 | prosumer
443 | Load_TR4_F3_22 | TR4_three368 | 1 | 1.5 | prosumer
444 | Load_TR4_F3_23 | TR4_three388 | 1 | 1.5 | prosumer
446 | Load_TR4_F3_25 | TR4_three409 | 3 | 4 | prosumer
448 | Load_TR4_F3_3 | TR4_three76 | 1 | 4 | prosumer
449 | Load_TR4_F3_4 | TR4_three81 | 1 | 4 | prosumer
450 | Load_TR4_F3_5 | TR4_three90 | 3 | 2.5 | prosumer
451 | Load_TR4_F3_6 | TR4_three97 | 2 | 4 | prosumer
454 | Load_TR4_F3_9 | TR4_three160 | 3 | 4 | prosumer

## 3. Raw PV per load
Raw PV per load
Verbatim copy of PV_generation_kW (TR4_load_PV_48periods.xlsx). One row per connection, 48 half-hours (kW).
Load name | Type | p1 | p2 | p3 | p4 | p5 | p6 | p7 | p8 | p9 | p10 | p11 | p12 | p13 | p14 | p15 | p16 | p17 | p18 | p19 | p20 | p21 | p22 | p23 | p24 | p25 | p26 | p27 | p28 | p29 | p30 | p31 | p32 | p33 | p34 | p35 | p36 | p37 | p38 | p39 | p40 | p41 | p42 | p43 | p44 | p45 | p46 | p47 | p48
Load_TR4_F1_1 | customer | 0 | 0 | 0 | 0 | 0 | 0 | 0 | 0 | 0 | 0 | 0 | 0 | 0 | 0 | 0 | 0 | 0 | 0 | 0 | 0 | 0 | 0 | 0 | 0 | 0 | 0 | 0 | 0 | 0 | 0 | 0 | 0 | 0 | 0 | 0 | 0 | 0 | 0 | 0 | 0 | 0 | 0 | 0 | 0 | 0 | 0 | 0 | 0
Load_TR4_F1_10 | prosumer | 0 | 0 | 0 | 0 | 0 | 0 | 0 | 0.003 | 0.0435 | 0.2035 | 0.4037 | 0.6491 | 0.9169 | 1.188 | 1.4577 | 1.7278 | 1.9813 | 2.2196 | 2.4225 | 2.5956 | 2.7475 | 2.8729 | 2.9619 | 3.0009 | 3.0122 | 2.991 | 2.92 | 2.8117 | 2.6823 | 2.5184 | 2.3442 | 2.1346 | 1.8986 | 1.6136 | 1.3468 | 1.0727 | 0.8076 | 0.5519 | 0.3223 | 0.0938 | 0.0173 | 0 | 0 | 0 | 0 | 0 | 0 | 0
Load_TR4_F1_11 | prosumer | 0 | 0 | 0 | 0 | 0 | 0 | 0 | 0.0026 | 0.0373 | 0.1744 | 0.346 | 0.5564 | 0.7859 | 1.0183 | 1.2495 | 1.481 | 1.6982 | 1.9025 | 2.0764 | 2.2248 | 2.355 | 2.4625 | 2.5387 | 2.5722 | 2.5819 | 2.5637 | 2.5029 | 2.41 | 2.2991 | 2.1586 | 2.0093 | 1.8297 | 1.6274 | 1.3831 | 1.1544 | 0.9195 | 0.6922 | 0.4731 | 0.2762 | 0.0804 | 0.0148 | 0 | 0 | 0 | 0 | 0 | 0 | 0
Load_TR4_F1_12 | prosumer | 0 | 0 | 0 | 0 | 0 | 0 | 0 | 0.0034 | 0.0497 | 0.2326 | 0.4613 | 0.7419 | 1.0479 | 1.3577 | 1.666 | 1.9746 | 2.2643 | 2.5367 | 2.7686 | 2.9664 | 3.14 | 3.2833 | 3.385 | 3.4296 | 3.4425 | 3.4183 | 3.3372 | 3.2133 | 3.0655 | 2.8782 | 2.6791 | 2.4396 | 2.1698 | 1.8441 | 1.5392 | 1.2259 | 0.9229 | 0.6308 | 0.3683 | 0.1072 | 0.0198 | 0 | 0 | 0 | 0 | 0 | 0 | 0
Load_TR4_F1_13 | prosumer | 0 | 0 | 0 | 0 | 0 | 0 | 0 | 0.0034 | 0.0497 | 0.2326 | 0.4613 | 0.7419 | 1.0479 | 1.3577 | 1.666 | 1.9746 | 2.2643 | 2.5367 | 2.7686 | 2.9664 | 3.14 | 3.2833 | 3.385 | 3.4296 | 3.4425 | 3.4183 | 3.3372 | 3.2133 | 3.0655 | 2.8782 | 2.6791 | 2.4396 | 2.1698 | 1.8441 | 1.5392 | 1.2259 | 0.9229 | 0.6308 | 0.3683 | 0.1072 | 0.0198 | 0 | 0 | 0 | 0 | 0 | 0 | 0
Load_TR4_F1_14 | prosumer | 0 | 0 | 0 | 0 | 0 | 0 | 0 | 0.0026 | 0.0373 | 0.1744 | 0.346 | 0.5564 | 0.7859 | 1.0183 | 1.2495 | 1.481 | 1.6982 | 1.9025 | 2.0764 | 2.2248 | 2.355 | 2.4625 | 2.5387 | 2.5722 | 2.5819 | 2.5637 | 2.5029 | 2.41 | 2.2991 | 2.1586 | 2.0093 | 1.8297 | 1.6274 | 1.3831 | 1.1544 | 0.9195 | 0.6922 | 0.4731 | 0.2762 | 0.0804 | 0.0148 | 0 | 0 | 0 | 0 | 0 | 0 | 0
Load_TR4_F1_15 | prosumer | 0 | 0 | 0 | 0 | 0 | 0 | 0 | 0.0034 | 0.0497 | 0.2326 | 0.4613 | 0.7419 | 1.0479 | 1.3577 | 1.666 | 1.9746 | 2.2643 | 2.5367 | 2.7686 | 2.9664 | 3.14 | 3.2833 | 3.385 | 3.4296 | 3.4425 | 3.4183 | 3.3372 | 3.2133 | 3.0655 | 2.8782 | 2.6791 | 2.4396 | 2.1698 | 1.8441 | 1.5392 | 1.2259 | 0.9229 | 0.6308 | 0.3683 | 0.1072 | 0.0198 | 0 | 0 | 0 | 0 | 0 | 0 | 0
Load_TR4_F1_16 | customer | 0 | 0 | 0 | 0 | 0 | 0 | 0 | 0 | 0 | 0 | 0 | 0 | 0 | 0 | 0 | 0 | 0 | 0 | 0 | 0 | 0 | 0 | 0 | 0 | 0 | 0 | 0 | 0 | 0 | 0 | 0 | 0 | 0 | 0 | 0 | 0 | 0 | 0 | 0 | 0 | 0 | 0 | 0 | 0 | 0 | 0 | 0 | 0
Load_TR4_F1_17 | customer | 0 | 0 | 0 | 0 | 0 | 0 | 0 | 0 | 0 | 0 | 0 | 0 | 0 | 0 | 0 | 0 | 0 | 0 | 0 | 0 | 0 | 0 | 0 | 0 | 0 | 0 | 0 | 0 | 0 | 0 | 0 | 0 | 0 | 0 | 0 | 0 | 0 | 0 | 0 | 0 | 0 | 0 | 0 | 0 | 0 | 0 | 0 | 0
Load_TR4_F1_18 | prosumer | 0 | 0 | 0 | 0 | 0 | 0 | 0 | 0.0034 | 0.0497 | 0.2326 | 0.4613 | 0.7419 | 1.0479 | 1.3577 | 1.666 | 1.9746 | 2.2643 | 2.5367 | 2.7686 | 2.9664 | 3.14 | 3.2833 | 3.385 | 3.4296 | 3.4425 | 3.4183 | 3.3372 | 3.2133 | 3.0655 | 2.8782 | 2.6791 | 2.4396 | 2.1698 | 1.8441 | 1.5392 | 1.2259 | 0.9229 | 0.6308 | 0.3683 | 0.1072 | 0.0198 | 0 | 0 | 0 | 0 | 0 | 0 | 0
Load_TR4_F1_19 | customer | 0 | 0 | 0 | 0 | 0 | 0 | 0 | 0 | 0 | 0 | 0 | 0 | 0 | 0 | 0 | 0 | 0 | 0 | 0 | 0 | 0 | 0 | 0 | 0 | 0 | 0 | 0 | 0 | 0 | 0 | 0 | 0 | 0 | 0 | 0 | 0 | 0 | 0 | 0 | 0 | 0 | 0 | 0 | 0 | 0 | 0 | 0 | 0
Load_TR4_F1_2 | customer | 0 | 0 | 0 | 0 | 0 | 0 | 0 | 0 | 0 | 0 | 0 | 0 | 0 | 0 | 0 | 0 | 0 | 0 | 0 | 0 | 0 | 0 | 0 | 0 | 0 | 0 | 0 | 0 | 0 | 0 | 0 | 0 | 0 | 0 | 0 | 0 | 0 | 0 | 0 | 0 | 0 | 0 | 0 | 0 | 0 | 0 | 0 | 0
Load_TR4_F1_20 | prosumer | 0 | 0 | 0 | 0 | 0 | 0 | 0 | 0.0022 | 0.0311 | 0.1454 | 0.2883 | 0.4637 | 0.6549 | 0.8486 | 1.0412 | 1.2341 | 1.4152 | 1.5854 | 1.7304 | 1.854 | 1.9625 | 2.0521 | 2.1156 | 2.1435 | 2.1516 | 2.1365 | 2.0857 | 2.0083 | 1.9159 | 1.7989 | 1.6745 | 1.5247 | 1.3561 | 1.1525 | 0.962 | 0.7662 | 0.5768 | 0.3942 | 0.2302 | 0.067 | 0.0124 | 0 | 0 | 0 | 0 | 0 | 0 | 0
Load_TR4_F1_21 | prosumer | 0 | 0 | 0 | 0 | 0 | 0 | 0 | 0.0022 | 0.0311 | 0.1454 | 0.2883 | 0.4637 | 0.6549 | 0.8486 | 1.0412 | 1.2341 | 1.4152 | 1.5854 | 1.7304 | 1.854 | 1.9625 | 2.0521 | 2.1156 | 2.1435 | 2.1516 | 2.1365 | 2.0857 | 2.0083 | 1.9159 | 1.7989 | 1.6745 | 1.5247 | 1.3561 | 1.1525 | 0.962 | 0.7662 | 0.5768 | 0.3942 | 0.2302 | 0.067 | 0.0124 | 0 | 0 | 0 | 0 | 0 | 0 | 0
Load_TR4_F1_22 | prosumer | 0 | 0 | 0 | 0 | 0 | 0 | 0 | 0.0034 | 0.0497 | 0.2326 | 0.4613 | 0.7419 | 1.0479 | 1.3577 | 1.666 | 1.9746 | 2.2643 | 2.5367 | 2.7686 | 2.9664 | 3.14 | 3.2833 | 3.385 | 3.4296 | 3.4425 | 3.4183 | 3.3372 | 3.2133 | 3.0655 | 2.8782 | 2.6791 | 2.4396 | 2.1698 | 1.8441 | 1.5392 | 1.2259 | 0.9229 | 0.6308 | 0.3683 | 0.1072 | 0.0198 | 0 | 0 | 0 | 0 | 0 | 0 | 0
Load_TR4_F1_23 | prosumer | 0 | 0 | 0 | 0 | 0 | 0 | 0 | 0.0026 | 0.0373 | 0.1744 | 0.346 | 0.5564 | 0.7859 | 1.0183 | 1.2495 | 1.481 | 1.6982 | 1.9025 | 2.0764 | 2.2248 | 2.355 | 2.4625 | 2.5387 | 2.5722 | 2.5819 | 2.5637 | 2.5029 | 2.41 | 2.2991 | 2.1586 | 2.0093 | 1.8297 | 1.6274 | 1.3831 | 1.1544 | 0.9195 | 0.6922 | 0.4731 | 0.2762 | 0.0804 | 0.0148 | 0 | 0 | 0 | 0 | 0 | 0 | 0
Load_TR4_F1_24 | customer | 0 | 0 | 0 | 0 | 0 | 0 | 0 | 0 | 0 | 0 | 0 | 0 | 0 | 0 | 0 | 0 | 0 | 0 | 0 | 0 | 0 | 0 | 0 | 0 | 0 | 0 | 0 | 0 | 0 | 0 | 0 | 0 | 0 | 0 | 0 | 0 | 0 | 0 | 0 | 0 | 0 | 0 | 0 | 0 | 0 | 0 | 0 | 0
Load_TR4_F1_25 | customer | 0 | 0 | 0 | 0 | 0 | 0 | 0 | 0 | 0 | 0 | 0 | 0 | 0 | 0 | 0 | 0 | 0 | 0 | 0 | 0 | 0 | 0 | 0 | 0 | 0 | 0 | 0 | 0 | 0 | 0 | 0 | 0 | 0 | 0 | 0 | 0 | 0 | 0 | 0 | 0 | 0 | 0 | 0 | 0 | 0 | 0 | 0 | 0
Load_TR4_F1_26 | prosumer | 0 | 0 | 0 | 0 | 0 | 0 | 0 | 0.0034 | 0.0497 | 0.2326 | 0.4613 | 0.7419 | 1.0479 | 1.3577 | 1.666 | 1.9746 | 2.2643 | 2.5367 | 2.7686 | 2.9664 | 3.14 | 3.2833 | 3.385 | 3.4296 | 3.4425 | 3.4183 | 3.3372 | 3.2133 | 3.0655 | 2.8782 | 2.6791 | 2.4396 | 2.1698 | 1.8441 | 1.5392 | 1.2259 | 0.9229 | 0.6308 | 0.3683 | 0.1072 | 0.0198 | 0 | 0 | 0 | 0 | 0 | 0 | 0
Load_TR4_F1_27 | customer | 0 | 0 | 0 | 0 | 0 | 0 | 0 | 0 | 0 | 0 | 0 | 0 | 0 | 0 | 0 | 0 | 0 | 0 | 0 | 0 | 0 | 0 | 0 | 0 | 0 | 0 | 0 | 0 | 0 | 0 | 0 | 0 | 0 | 0 | 0 | 0 | 0 | 0 | 0 | 0 | 0 | 0 | 0 | 0 | 0 | 0 | 0 | 0
Load_TR4_F1_28 | customer | 0 | 0 | 0 | 0 | 0 | 0 | 0 | 0 | 0 | 0 | 0 | 0 | 0 | 0 | 0 | 0 | 0 | 0 | 0 | 0 | 0 | 0 | 0 | 0 | 0 | 0 | 0 | 0 | 0 | 0 | 0 | 0 | 0 | 0 | 0 | 0 | 0 | 0 | 0 | 0 | 0 | 0 | 0 | 0 | 0 | 0 | 0 | 0
Load_TR4_F1_29 | prosumer | 0 | 0 | 0 | 0 | 0 | 0 | 0 | 0.0013 | 0.0187 | 0.0872 | 0.173 | 0.2782 | 0.393 | 0.5092 | 0.6247 | 0.7405 | 0.8491 | 0.9512 | 1.0382 | 1.1124 | 1.1775 | 1.2312 | 1.2694 | 1.2861 | 1.2909 | 1.2819 | 1.2514 | 1.205 | 1.1496 | 1.0793 | 1.0047 | 0.9148 | 0.8137 | 0.6915 | 0.5772 | 0.4597 | 0.3461 | 0.2365 | 0.1381 | 0.0402 | 0.0074 | 0 | 0 | 0 | 0 | 0 | 0 | 0
Load_TR4_F1_3 | prosumer | 0 | 0 | 0 | 0 | 0 | 0 | 0 | 0.0017 | 0.0249 | 0.1163 | 0.2307 | 0.3709 | 0.524 | 0.6789 | 0.833 | 0.9873 | 1.1322 | 1.2683 | 1.3843 | 1.4832 | 1.57 | 1.6417 | 1.6925 | 1.7148 | 1.7212 | 1.7092 | 1.6686 | 1.6067 | 1.5328 | 1.4391 | 1.3396 | 1.2198 | 1.0849 | 0.922 | 0.7696 | 0.613 | 0.4615 | 0.3154 | 0.1842 | 0.0536 | 0.0099 | 0 | 0 | 0 | 0 | 0 | 0 | 0
Load_TR4_F1_30 | prosumer | 0 | 0 | 0 | 0 | 0 | 0 | 0 | 0.0034 | 0.0497 | 0.2326 | 0.4613 | 0.7419 | 1.0479 | 1.3577 | 1.666 | 1.9746 | 2.2643 | 2.5367 | 2.7686 | 2.9664 | 3.14 | 3.2833 | 3.385 | 3.4296 | 3.4425 | 3.4183 | 3.3372 | 3.2133 | 3.0655 | 2.8782 | 2.6791 | 2.4396 | 2.1698 | 1.8441 | 1.5392 | 1.2259 | 0.9229 | 0.6308 | 0.3683 | 0.1072 | 0.0198 | 0 | 0 | 0 | 0 | 0 | 0 | 0
Load_TR4_F1_31 | prosumer | 0 | 0 | 0 | 0 | 0 | 0 | 0 | 0.0022 | 0.0311 | 0.1454 | 0.2883 | 0.4637 | 0.6549 | 0.8486 | 1.0412 | 1.2341 | 1.4152 | 1.5854 | 1.7304 | 1.854 | 1.9625 | 2.0521 | 2.1156 | 2.1435 | 2.1516 | 2.1365 | 2.0857 | 2.0083 | 1.9159 | 1.7989 | 1.6745 | 1.5247 | 1.3561 | 1.1525 | 0.962 | 0.7662 | 0.5768 | 0.3942 | 0.2302 | 0.067 | 0.0124 | 0 | 0 | 0 | 0 | 0 | 0 | 0
Load_TR4_F1_32 | prosumer | 0 | 0 | 0 | 0 | 0 | 0 | 0 | 0.0013 | 0.0187 | 0.0872 | 0.173 | 0.2782 | 0.393 | 0.5092 | 0.6247 | 0.7405 | 0.8491 | 0.9512 | 1.0382 | 1.1124 | 1.1775 | 1.2312 | 1.2694 | 1.2861 | 1.2909 | 1.2819 | 1.2514 | 1.205 | 1.1496 | 1.0793 | 1.0047 | 0.9148 | 0.8137 | 0.6915 | 0.5772 | 0.4597 | 0.3461 | 0.2365 | 0.1381 | 0.0402 | 0.0074 | 0 | 0 | 0 | 0 | 0 | 0 | 0
Load_TR4_F1_33 | customer | 0 | 0 | 0 | 0 | 0 | 0 | 0 | 0 | 0 | 0 | 0 | 0 | 0 | 0 | 0 | 0 | 0 | 0 | 0 | 0 | 0 | 0 | 0 | 0 | 0 | 0 | 0 | 0 | 0 | 0 | 0 | 0 | 0 | 0 | 0 | 0 | 0 | 0 | 0 | 0 | 0 | 0 | 0 | 0 | 0 | 0 | 0 | 0
Load_TR4_F1_34 | customer | 0 | 0 | 0 | 0 | 0 | 0 | 0 | 0 | 0 | 0 | 0 | 0 | 0 | 0 | 0 | 0 | 0 | 0 | 0 | 0 | 0 | 0 | 0 | 0 | 0 | 0 | 0 | 0 | 0 | 0 | 0 | 0 | 0 | 0 | 0 | 0 | 0 | 0 | 0 | 0 | 0 | 0 | 0 | 0 | 0 | 0 | 0 | 0
Load_TR4_F1_35 | prosumer | 0 | 0 | 0 | 0 | 0 | 0 | 0 | 0.0034 | 0.0497 | 0.2326 | 0.4613 | 0.7419 | 1.0479 | 1.3577 | 1.666 | 1.9746 | 2.2643 | 2.5367 | 2.7686 | 2.9664 | 3.14 | 3.2833 | 3.385 | 3.4296 | 3.4425 | 3.4183 | 3.3372 | 3.2133 | 3.0655 | 2.8782 | 2.6791 | 2.4396 | 2.1698 | 1.8441 | 1.5392 | 1.2259 | 0.9229 | 0.6308 | 0.3683 | 0.1072 | 0.0198 | 0 | 0 | 0 | 0 | 0 | 0 | 0
Load_TR4_F1_36 | customer | 0 | 0 | 0 | 0 | 0 | 0 | 0 | 0 | 0 | 0 | 0 | 0 | 0 | 0 | 0 | 0 | 0 | 0 | 0 | 0 | 0 | 0 | 0 | 0 | 0 | 0 | 0 | 0 | 0 | 0 | 0 | 0 | 0 | 0 | 0 | 0 | 0 | 0 | 0 | 0 | 0 | 0 | 0 | 0 | 0 | 0 | 0 | 0
Load_TR4_F1_37 | customer | 0 | 0 | 0 | 0 | 0 | 0 | 0 | 0 | 0 | 0 | 0 | 0 | 0 | 0 | 0 | 0 | 0 | 0 | 0 | 0 | 0 | 0 | 0 | 0 | 0 | 0 | 0 | 0 | 0 | 0 | 0 | 0 | 0 | 0 | 0 | 0 | 0 | 0 | 0 | 0 | 0 | 0 | 0 | 0 | 0 | 0 | 0 | 0
Load_TR4_F1_38 | customer | 0 | 0 | 0 | 0 | 0 | 0 | 0 | 0 | 0 | 0 | 0 | 0 | 0 | 0 | 0 | 0 | 0 | 0 | 0 | 0 | 0 | 0 | 0 | 0 | 0 | 0 | 0 | 0 | 0 | 0 | 0 | 0 | 0 | 0 | 0 | 0 | 0 | 0 | 0 | 0 | 0 | 0 | 0 | 0 | 0 | 0 | 0 | 0
Load_TR4_F1_39 | customer | 0 | 0 | 0 | 0 | 0 | 0 | 0 | 0 | 0 | 0 | 0 | 0 | 0 | 0 | 0 | 0 | 0 | 0 | 0 | 0 | 0 | 0 | 0 | 0 | 0 | 0 | 0 | 0 | 0 | 0 | 0 | 0 | 0 | 0 | 0 | 0 | 0 | 0 | 0 | 0 | 0 | 0 | 0 | 0 | 0 | 0 | 0 | 0
Load_TR4_F1_4 | prosumer | 0 | 0 | 0 | 0 | 0 | 0 | 0 | 0.0034 | 0.0497 | 0.2326 | 0.4613 | 0.7419 | 1.0479 | 1.3577 | 1.666 | 1.9746 | 2.2643 | 2.5367 | 2.7686 | 2.9664 | 3.14 | 3.2833 | 3.385 | 3.4296 | 3.4425 | 3.4183 | 3.3372 | 3.2133 | 3.0655 | 2.8782 | 2.6791 | 2.4396 | 2.1698 | 1.8441 | 1.5392 | 1.2259 | 0.9229 | 0.6308 | 0.3683 | 0.1072 | 0.0198 | 0 | 0 | 0 | 0 | 0 | 0 | 0
Load_TR4_F1_40 | prosumer | 0 | 0 | 0 | 0 | 0 | 0 | 0 | 0.0022 | 0.0311 | 0.1454 | 0.2883 | 0.4637 | 0.6549 | 0.8486 | 1.0412 | 1.2341 | 1.4152 | 1.5854 | 1.7304 | 1.854 | 1.9625 | 2.0521 | 2.1156 | 2.1435 | 2.1516 | 2.1365 | 2.0857 | 2.0083 | 1.9159 | 1.7989 | 1.6745 | 1.5247 | 1.3561 | 1.1525 | 0.962 | 0.7662 | 0.5768 | 0.3942 | 0.2302 | 0.067 | 0.0124 | 0 | 0 | 0 | 0 | 0 | 0 | 0
Load_TR4_F1_41 | customer | 0 | 0 | 0 | 0 | 0 | 0 | 0 | 0 | 0 | 0 | 0 | 0 | 0 | 0 | 0 | 0 | 0 | 0 | 0 | 0 | 0 | 0 | 0 | 0 | 0 | 0 | 0 | 0 | 0 | 0 | 0 | 0 | 0 | 0 | 0 | 0 | 0 | 0 | 0 | 0 | 0 | 0 | 0 | 0 | 0 | 0 | 0 | 0
Load_TR4_F1_42 | customer | 0 | 0 | 0 | 0 | 0 | 0 | 0 | 0 | 0 | 0 | 0 | 0 | 0 | 0 | 0 | 0 | 0 | 0 | 0 | 0 | 0 | 0 | 0 | 0 | 0 | 0 | 0 | 0 | 0 | 0 | 0 | 0 | 0 | 0 | 0 | 0 | 0 | 0 | 0 | 0 | 0 | 0 | 0 | 0 | 0 | 0 | 0 | 0
Load_TR4_F1_43 | prosumer | 0 | 0 | 0 | 0 | 0 | 0 | 0 | 0.003 | 0.0435 | 0.2035 | 0.4037 | 0.6491 | 0.9169 | 1.188 | 1.4577 | 1.7278 | 1.9813 | 2.2196 | 2.4225 | 2.5956 | 2.7475 | 2.8729 | 2.9619 | 3.0009 | 3.0122 | 2.991 | 2.92 | 2.8117 | 2.6823 | 2.5184 | 2.3442 | 2.1346 | 1.8986 | 1.6136 | 1.3468 | 1.0727 | 0.8076 | 0.5519 | 0.3223 | 0.0938 | 0.0173 | 0 | 0 | 0 | 0 | 0 | 0 | 0
Load_TR4_F1_44 | prosumer | 0 | 0 | 0 | 0 | 0 | 0 | 0 | 0.0022 | 0.0311 | 0.1454 | 0.2883 | 0.4637 | 0.6549 | 0.8486 | 1.0412 | 1.2341 | 1.4152 | 1.5854 | 1.7304 | 1.854 | 1.9625 | 2.0521 | 2.1156 | 2.1435 | 2.1516 | 2.1365 | 2.0857 | 2.0083 | 1.9159 | 1.7989 | 1.6745 | 1.5247 | 1.3561 | 1.1525 | 0.962 | 0.7662 | 0.5768 | 0.3942 | 0.2302 | 0.067 | 0.0124 | 0 | 0 | 0 | 0 | 0 | 0 | 0
Load_TR4_F1_45 | prosumer | 0 | 0 | 0 | 0 | 0 | 0 | 0 | 0.0034 | 0.0497 | 0.2326 | 0.4613 | 0.7419 | 1.0479 | 1.3577 | 1.666 | 1.9746 | 2.2643 | 2.5367 | 2.7686 | 2.9664 | 3.14 | 3.2833 | 3.385 | 3.4296 | 3.4425 | 3.4183 | 3.3372 | 3.2133 | 3.0655 | 2.8782 | 2.6791 | 2.4396 | 2.1698 | 1.8441 | 1.5392 | 1.2259 | 0.9229 | 0.6308 | 0.3683 | 0.1072 | 0.0198 | 0 | 0 | 0 | 0 | 0 | 0 | 0
Load_TR4_F1_46 | prosumer | 0 | 0 | 0 | 0 | 0 | 0 | 0 | 0.0022 | 0.0311 | 0.1454 | 0.2883 | 0.4637 | 0.6549 | 0.8486 | 1.0412 | 1.2341 | 1.4152 | 1.5854 | 1.7304 | 1.854 | 1.9625 | 2.0521 | 2.1156 | 2.1435 | 2.1516 | 2.1365 | 2.0857 | 2.0083 | 1.9159 | 1.7989 | 1.6745 | 1.5247 | 1.3561 | 1.1525 | 0.962 | 0.7662 | 0.5768 | 0.3942 | 0.2302 | 0.067 | 0.0124 | 0 | 0 | 0 | 0 | 0 | 0 | 0
Load_TR4_F1_47 | customer | 0 | 0 | 0 | 0 | 0 | 0 | 0 | 0 | 0 | 0 | 0 | 0 | 0 | 0 | 0 | 0 | 0 | 0 | 0 | 0 | 0 | 0 | 0 | 0 | 0 | 0 | 0 | 0 | 0 | 0 | 0 | 0 | 0 | 0 | 0 | 0 | 0 | 0 | 0 | 0 | 0 | 0 | 0 | 0 | 0 | 0 | 0 | 0
Load_TR4_F1_48 | customer | 0 | 0 | 0 | 0 | 0 | 0 | 0 | 0 | 0 | 0 | 0 | 0 | 0 | 0 | 0 | 0 | 0 | 0 | 0 | 0 | 0 | 0 | 0 | 0 | 0 | 0 | 0 | 0 | 0 | 0 | 0 | 0 | 0 | 0 | 0 | 0 | 0 | 0 | 0 | 0 | 0 | 0 | 0 | 0 | 0 | 0 | 0 | 0
Load_TR4_F1_49 | prosumer | 0 | 0 | 0 | 0 | 0 | 0 | 0 | 0.003 | 0.0435 | 0.2035 | 0.4037 | 0.6491 | 0.9169 | 1.188 | 1.4577 | 1.7278 | 1.9813 | 2.2196 | 2.4225 | 2.5956 | 2.7475 | 2.8729 | 2.9619 | 3.0009 | 3.0122 | 2.991 | 2.92 | 2.8117 | 2.6823 | 2.5184 | 2.3442 | 2.1346 | 1.8986 | 1.6136 | 1.3468 | 1.0727 | 0.8076 | 0.5519 | 0.3223 | 0.0938 | 0.0173 | 0 | 0 | 0 | 0 | 0 | 0 | 0
Load_TR4_F1_5 | customer | 0 | 0 | 0 | 0 | 0 | 0 | 0 | 0 | 0 | 0 | 0 | 0 | 0 | 0 | 0 | 0 | 0 | 0 | 0 | 0 | 0 | 0 | 0 | 0 | 0 | 0 | 0 | 0 | 0 | 0 | 0 | 0 | 0 | 0 | 0 | 0 | 0 | 0 | 0 | 0 | 0 | 0 | 0 | 0 | 0 | 0 | 0 | 0
Load_TR4_F1_6 | prosumer | 0 | 0 | 0 | 0 | 0 | 0 | 0 | 0.0022 | 0.0311 | 0.1454 | 0.2883 | 0.4637 | 0.6549 | 0.8486 | 1.0412 | 1.2341 | 1.4152 | 1.5854 | 1.7304 | 1.854 | 1.9625 | 2.0521 | 2.1156 | 2.1435 | 2.1516 | 2.1365 | 2.0857 | 2.0083 | 1.9159 | 1.7989 | 1.6745 | 1.5247 | 1.3561 | 1.1525 | 0.962 | 0.7662 | 0.5768 | 0.3942 | 0.2302 | 0.067 | 0.0124 | 0 | 0 | 0 | 0 | 0 | 0 | 0
Load_TR4_F1_7 | prosumer | 0 | 0 | 0 | 0 | 0 | 0 | 0 | 0.0034 | 0.0497 | 0.2326 | 0.4613 | 0.7419 | 1.0479 | 1.3577 | 1.666 | 1.9746 | 2.2643 | 2.5367 | 2.7686 | 2.9664 | 3.14 | 3.2833 | 3.385 | 3.4296 | 3.4425 | 3.4183 | 3.3372 | 3.2133 | 3.0655 | 2.8782 | 2.6791 | 2.4396 | 2.1698 | 1.8441 | 1.5392 | 1.2259 | 0.9229 | 0.6308 | 0.3683 | 0.1072 | 0.0198 | 0 | 0 | 0 | 0 | 0 | 0 | 0
Load_TR4_F1_8 | prosumer | 0 | 0 | 0 | 0 | 0 | 0 | 0 | 0.0017 | 0.0249 | 0.1163 | 0.2307 | 0.3709 | 0.524 | 0.6789 | 0.833 | 0.9873 | 1.1322 | 1.2683 | 1.3843 | 1.4832 | 1.57 | 1.6417 | 1.6925 | 1.7148 | 1.7212 | 1.7092 | 1.6686 | 1.6067 | 1.5328 | 1.4391 | 1.3396 | 1.2198 | 1.0849 | 0.922 | 0.7696 | 0.613 | 0.4615 | 0.3154 | 0.1842 | 0.0536 | 0.0099 | 0 | 0 | 0 | 0 | 0 | 0 | 0
Load_TR4_F1_9 | prosumer | 0 | 0 | 0 | 0 | 0 | 0 | 0 | 0.0022 | 0.0311 | 0.1454 | 0.2883 | 0.4637 | 0.6549 | 0.8486 | 1.0412 | 1.2341 | 1.4152 | 1.5854 | 1.7304 | 1.854 | 1.9625 | 2.0521 | 2.1156 | 2.1435 | 2.1516 | 2.1365 | 2.0857 | 2.0083 | 1.9159 | 1.7989 | 1.6745 | 1.5247 | 1.3561 | 1.1525 | 0.962 | 0.7662 | 0.5768 | 0.3942 | 0.2302 | 0.067 | 0.0124 | 0 | 0 | 0 | 0 | 0 | 0 | 0
Load_TR4_F3_1 | prosumer | 0 | 0 | 0 | 0 | 0 | 0 | 0 | 0.0034 | 0.0497 | 0.2326 | 0.4613 | 0.7419 | 1.0479 | 1.3577 | 1.666 | 1.9746 | 2.2643 | 2.5367 | 2.7686 | 2.9664 | 3.14 | 3.2833 | 3.385 | 3.4296 | 3.4425 | 3.4183 | 3.3372 | 3.2133 | 3.0655 | 2.8782 | 2.6791 | 2.4396 | 2.1698 | 1.8441 | 1.5392 | 1.2259 | 0.9229 | 0.6308 | 0.3683 | 0.1072 | 0.0198 | 0 | 0 | 0 | 0 | 0 | 0 | 0
Load_TR4_F3_10 | prosumer | 0 | 0 | 0 | 0 | 0 | 0 | 0 | 0.0034 | 0.0497 | 0.2326 | 0.4613 | 0.7419 | 1.0479 | 1.3577 | 1.666 | 1.9746 | 2.2643 | 2.5367 | 2.7686 | 2.9664 | 3.14 | 3.2833 | 3.385 | 3.4296 | 3.4425 | 3.4183 | 3.3372 | 3.2133 | 3.0655 | 2.8782 | 2.6791 | 2.4396 | 2.1698 | 1.8441 | 1.5392 | 1.2259 | 0.9229 | 0.6308 | 0.3683 | 0.1072 | 0.0198 | 0 | 0 | 0 | 0 | 0 | 0 | 0
Load_TR4_F3_11 | customer | 0 | 0 | 0 | 0 | 0 | 0 | 0 | 0 | 0 | 0 | 0 | 0 | 0 | 0 | 0 | 0 | 0 | 0 | 0 | 0 | 0 | 0 | 0 | 0 | 0 | 0 | 0 | 0 | 0 | 0 | 0 | 0 | 0 | 0 | 0 | 0 | 0 | 0 | 0 | 0 | 0 | 0 | 0 | 0 | 0 | 0 | 0 | 0
Load_TR4_F3_12 | customer | 0 | 0 | 0 | 0 | 0 | 0 | 0 | 0 | 0 | 0 | 0 | 0 | 0 | 0 | 0 | 0 | 0 | 0 | 0 | 0 | 0 | 0 | 0 | 0 | 0 | 0 | 0 | 0 | 0 | 0 | 0 | 0 | 0 | 0 | 0 | 0 | 0 | 0 | 0 | 0 | 0 | 0 | 0 | 0 | 0 | 0 | 0 | 0
Load_TR4_F3_13 | prosumer | 0 | 0 | 0 | 0 | 0 | 0 | 0 | 0.003 | 0.0435 | 0.2035 | 0.4037 | 0.6491 | 0.9169 | 1.188 | 1.4577 | 1.7278 | 1.9813 | 2.2196 | 2.4225 | 2.5956 | 2.7475 | 2.8729 | 2.9619 | 3.0009 | 3.0122 | 2.991 | 2.92 | 2.8117 | 2.6823 | 2.5184 | 2.3442 | 2.1346 | 1.8986 | 1.6136 | 1.3468 | 1.0727 | 0.8076 | 0.5519 | 0.3223 | 0.0938 | 0.0173 | 0 | 0 | 0 | 0 | 0 | 0 | 0
Load_TR4_F3_14 | prosumer | 0 | 0 | 0 | 0 | 0 | 0 | 0 | 0.0013 | 0.0187 | 0.0872 | 0.173 | 0.2782 | 0.393 | 0.5092 | 0.6247 | 0.7405 | 0.8491 | 0.9512 | 1.0382 | 1.1124 | 1.1775 | 1.2312 | 1.2694 | 1.2861 | 1.2909 | 1.2819 | 1.2514 | 1.205 | 1.1496 | 1.0793 | 1.0047 | 0.9148 | 0.8137 | 0.6915 | 0.5772 | 0.4597 | 0.3461 | 0.2365 | 0.1381 | 0.0402 | 0.0074 | 0 | 0 | 0 | 0 | 0 | 0 | 0
Load_TR4_F3_15 | prosumer | 0 | 0 | 0 | 0 | 0 | 0 | 0 | 0.0026 | 0.0373 | 0.1744 | 0.346 | 0.5564 | 0.7859 | 1.0183 | 1.2495 | 1.481 | 1.6982 | 1.9025 | 2.0764 | 2.2248 | 2.355 | 2.4625 | 2.5387 | 2.5722 | 2.5819 | 2.5637 | 2.5029 | 2.41 | 2.2991 | 2.1586 | 2.0093 | 1.8297 | 1.6274 | 1.3831 | 1.1544 | 0.9195 | 0.6922 | 0.4731 | 0.2762 | 0.0804 | 0.0148 | 0 | 0 | 0 | 0 | 0 | 0 | 0
Load_TR4_F3_16 | customer | 0 | 0 | 0 | 0 | 0 | 0 | 0 | 0 | 0 | 0 | 0 | 0 | 0 | 0 | 0 | 0 | 0 | 0 | 0 | 0 | 0 | 0 | 0 | 0 | 0 | 0 | 0 | 0 | 0 | 0 | 0 | 0 | 0 | 0 | 0 | 0 | 0 | 0 | 0 | 0 | 0 | 0 | 0 | 0 | 0 | 0 | 0 | 0
Load_TR4_F3_17 | prosumer | 0 | 0 | 0 | 0 | 0 | 0 | 0 | 0.0017 | 0.0249 | 0.1163 | 0.2307 | 0.3709 | 0.524 | 0.6789 | 0.833 | 0.9873 | 1.1322 | 1.2683 | 1.3843 | 1.4832 | 1.57 | 1.6417 | 1.6925 | 1.7148 | 1.7212 | 1.7092 | 1.6686 | 1.6067 | 1.5328 | 1.4391 | 1.3396 | 1.2198 | 1.0849 | 0.922 | 0.7696 | 0.613 | 0.4615 | 0.3154 | 0.1842 | 0.0536 | 0.0099 | 0 | 0 | 0 | 0 | 0 | 0 | 0
Load_TR4_F3_18 | customer | 0 | 0 | 0 | 0 | 0 | 0 | 0 | 0 | 0 | 0 | 0 | 0 | 0 | 0 | 0 | 0 | 0 | 0 | 0 | 0 | 0 | 0 | 0 | 0 | 0 | 0 | 0 | 0 | 0 | 0 | 0 | 0 | 0 | 0 | 0 | 0 | 0 | 0 | 0 | 0 | 0 | 0 | 0 | 0 | 0 | 0 | 0 | 0
Load_TR4_F3_19 | customer | 0 | 0 | 0 | 0 | 0 | 0 | 0 | 0 | 0 | 0 | 0 | 0 | 0 | 0 | 0 | 0 | 0 | 0 | 0 | 0 | 0 | 0 | 0 | 0 | 0 | 0 | 0 | 0 | 0 | 0 | 0 | 0 | 0 | 0 | 0 | 0 | 0 | 0 | 0 | 0 | 0 | 0 | 0 | 0 | 0 | 0 | 0 | 0
Load_TR4_F3_2 | prosumer | 0 | 0 | 0 | 0 | 0 | 0 | 0 | 0.0017 | 0.0249 | 0.1163 | 0.2307 | 0.3709 | 0.524 | 0.6789 | 0.833 | 0.9873 | 1.1322 | 1.2683 | 1.3843 | 1.4832 | 1.57 | 1.6417 | 1.6925 | 1.7148 | 1.7212 | 1.7092 | 1.6686 | 1.6067 | 1.5328 | 1.4391 | 1.3396 | 1.2198 | 1.0849 | 0.922 | 0.7696 | 0.613 | 0.4615 | 0.3154 | 0.1842 | 0.0536 | 0.0099 | 0 | 0 | 0 | 0 | 0 | 0 | 0
Load_TR4_F3_20 | prosumer | 0 | 0 | 0 | 0 | 0 | 0 | 0 | 0.0034 | 0.0497 | 0.2326 | 0.4613 | 0.7419 | 1.0479 | 1.3577 | 1.666 | 1.9746 | 2.2643 | 2.5367 | 2.7686 | 2.9664 | 3.14 | 3.2833 | 3.385 | 3.4296 | 3.4425 | 3.4183 | 3.3372 | 3.2133 | 3.0655 | 2.8782 | 2.6791 | 2.4396 | 2.1698 | 1.8441 | 1.5392 | 1.2259 | 0.9229 | 0.6308 | 0.3683 | 0.1072 | 0.0198 | 0 | 0 | 0 | 0 | 0 | 0 | 0
Load_TR4_F3_21 | prosumer | 0 | 0 | 0 | 0 | 0 | 0 | 0 | 0.0034 | 0.0497 | 0.2326 | 0.4613 | 0.7419 | 1.0479 | 1.3577 | 1.666 | 1.9746 | 2.2643 | 2.5367 | 2.7686 | 2.9664 | 3.14 | 3.2833 | 3.385 | 3.4296 | 3.4425 | 3.4183 | 3.3372 | 3.2133 | 3.0655 | 2.8782 | 2.6791 | 2.4396 | 2.1698 | 1.8441 | 1.5392 | 1.2259 | 0.9229 | 0.6308 | 0.3683 | 0.1072 | 0.0198 | 0 | 0 | 0 | 0 | 0 | 0 | 0
Load_TR4_F3_22 | prosumer | 0 | 0 | 0 | 0 | 0 | 0 | 0 | 0.0013 | 0.0187 | 0.0872 | 0.173 | 0.2782 | 0.393 | 0.5092 | 0.6247 | 0.7405 | 0.8491 | 0.9512 | 1.0382 | 1.1124 | 1.1775 | 1.2312 | 1.2694 | 1.2861 | 1.2909 | 1.2819 | 1.2514 | 1.205 | 1.1496 | 1.0793 | 1.0047 | 0.9148 | 0.8137 | 0.6915 | 0.5772 | 0.4597 | 0.3461 | 0.2365 | 0.1381 | 0.0402 | 0.0074 | 0 | 0 | 0 | 0 | 0 | 0 | 0
Load_TR4_F3_23 | prosumer | 0 | 0 | 0 | 0 | 0 | 0 | 0 | 0.0013 | 0.0187 | 0.0872 | 0.173 | 0.2782 | 0.393 | 0.5092 | 0.6247 | 0.7405 | 0.8491 | 0.9512 | 1.0382 | 1.1124 | 1.1775 | 1.2312 | 1.2694 | 1.2861 | 1.2909 | 1.2819 | 1.2514 | 1.205 | 1.1496 | 1.0793 | 1.0047 | 0.9148 | 0.8137 | 0.6915 | 0.5772 | 0.4597 | 0.3461 | 0.2365 | 0.1381 | 0.0402 | 0.0074 | 0 | 0 | 0 | 0 | 0 | 0 | 0
Load_TR4_F3_24 | customer | 0 | 0 | 0 | 0 | 0 | 0 | 0 | 0 | 0 | 0 | 0 | 0 | 0 | 0 | 0 | 0 | 0 | 0 | 0 | 0 | 0 | 0 | 0 | 0 | 0 | 0 | 0 | 0 | 0 | 0 | 0 | 0 | 0 | 0 | 0 | 0 | 0 | 0 | 0 | 0 | 0 | 0 | 0 | 0 | 0 | 0 | 0 | 0
Load_TR4_F3_25 | prosumer | 0 | 0 | 0 | 0 | 0 | 0 | 0 | 0.0034 | 0.0497 | 0.2326 | 0.4613 | 0.7419 | 1.0479 | 1.3577 | 1.666 | 1.9746 | 2.2643 | 2.5367 | 2.7686 | 2.9664 | 3.14 | 3.2833 | 3.385 | 3.4296 | 3.4425 | 3.4183 | 3.3372 | 3.2133 | 3.0655 | 2.8782 | 2.6791 | 2.4396 | 2.1698 | 1.8441 | 1.5392 | 1.2259 | 0.9229 | 0.6308 | 0.3683 | 0.1072 | 0.0198 | 0 | 0 | 0 | 0 | 0 | 0 | 0
Load_TR4_F3_29 | customer | 0 | 0 | 0 | 0 | 0 | 0 | 0 | 0 | 0 | 0 | 0 | 0 | 0 | 0 | 0 | 0 | 0 | 0 | 0 | 0 | 0 | 0 | 0 | 0 | 0 | 0 | 0 | 0 | 0 | 0 | 0 | 0 | 0 | 0 | 0 | 0 | 0 | 0 | 0 | 0 | 0 | 0 | 0 | 0 | 0 | 0 | 0 | 0
Load_TR4_F3_3 | prosumer | 0 | 0 | 0 | 0 | 0 | 0 | 0 | 0.0034 | 0.0497 | 0.2326 | 0.4613 | 0.7419 | 1.0479 | 1.3577 | 1.666 | 1.9746 | 2.2643 | 2.5367 | 2.7686 | 2.9664 | 3.14 | 3.2833 | 3.385 | 3.4296 | 3.4425 | 3.4183 | 3.3372 | 3.2133 | 3.0655 | 2.8782 | 2.6791 | 2.4396 | 2.1698 | 1.8441 | 1.5392 | 1.2259 | 0.9229 | 0.6308 | 0.3683 | 0.1072 | 0.0198 | 0 | 0 | 0 | 0 | 0 | 0 | 0
Load_TR4_F3_4 | prosumer | 0 | 0 | 0 | 0 | 0 | 0 | 0 | 0.0034 | 0.0497 | 0.2326 | 0.4613 | 0.7419 | 1.0479 | 1.3577 | 1.666 | 1.9746 | 2.2643 | 2.5367 | 2.7686 | 2.9664 | 3.14 | 3.2833 | 3.385 | 3.4296 | 3.4425 | 3.4183 | 3.3372 | 3.2133 | 3.0655 | 2.8782 | 2.6791 | 2.4396 | 2.1698 | 1.8441 | 1.5392 | 1.2259 | 0.9229 | 0.6308 | 0.3683 | 0.1072 | 0.0198 | 0 | 0 | 0 | 0 | 0 | 0 | 0
Load_TR4_F3_5 | prosumer | 0 | 0 | 0 | 0 | 0 | 0 | 0 | 0.0022 | 0.0311 | 0.1454 | 0.2883 | 0.4637 | 0.6549 | 0.8486 | 1.0412 | 1.2341 | 1.4152 | 1.5854 | 1.7304 | 1.854 | 1.9625 | 2.0521 | 2.1156 | 2.1435 | 2.1516 | 2.1365 | 2.0857 | 2.0083 | 1.9159 | 1.7989 | 1.6745 | 1.5247 | 1.3561 | 1.1525 | 0.962 | 0.7662 | 0.5768 | 0.3942 | 0.2302 | 0.067 | 0.0124 | 0 | 0 | 0 | 0 | 0 | 0 | 0
Load_TR4_F3_6 | prosumer | 0 | 0 | 0 | 0 | 0 | 0 | 0 | 0.0034 | 0.0497 | 0.2326 | 0.4613 | 0.7419 | 1.0479 | 1.3577 | 1.666 | 1.9746 | 2.2643 | 2.5367 | 2.7686 | 2.9664 | 3.14 | 3.2833 | 3.385 | 3.4296 | 3.4425 | 3.4183 | 3.3372 | 3.2133 | 3.0655 | 2.8782 | 2.6791 | 2.4396 | 2.1698 | 1.8441 | 1.5392 | 1.2259 | 0.9229 | 0.6308 | 0.3683 | 0.1072 | 0.0198 | 0 | 0 | 0 | 0 | 0 | 0 | 0
Load_TR4_F3_7 | customer | 0 | 0 | 0 | 0 | 0 | 0 | 0 | 0 | 0 | 0 | 0 | 0 | 0 | 0 | 0 | 0 | 0 | 0 | 0 | 0 | 0 | 0 | 0 | 0 | 0 | 0 | 0 | 0 | 0 | 0 | 0 | 0 | 0 | 0 | 0 | 0 | 0 | 0 | 0 | 0 | 0 | 0 | 0 | 0 | 0 | 0 | 0 | 0
Load_TR4_F3_8 | customer | 0 | 0 | 0 | 0 | 0 | 0 | 0 | 0 | 0 | 0 | 0 | 0 | 0 | 0 | 0 | 0 | 0 | 0 | 0 | 0 | 0 | 0 | 0 | 0 | 0 | 0 | 0 | 0 | 0 | 0 | 0 | 0 | 0 | 0 | 0 | 0 | 0 | 0 | 0 | 0 | 0 | 0 | 0 | 0 | 0 | 0 | 0 | 0
Load_TR4_F3_9 | prosumer | 0 | 0 | 0 | 0 | 0 | 0 | 0 | 0.0034 | 0.0497 | 0.2326 | 0.4613 | 0.7419 | 1.0479 | 1.3577 | 1.666 | 1.9746 | 2.2643 | 2.5367 | 2.7686 | 2.9664 | 3.14 | 3.2833 | 3.385 | 3.4296 | 3.4425 | 3.4183 | 3.3372 | 3.2133 | 3.0655 | 2.8782 | 2.6791 | 2.4396 | 2.1698 | 1.8441 | 1.5392 | 1.2259 | 0.9229 | 0.6308 | 0.3683 | 0.1072 | 0.0198 | 0 | 0 | 0 | 0 | 0 | 0 | 0

## 4. Raw load per load
Raw load per load
Verbatim copy of Load_P_kW (TR4_load_PV_48periods.xlsx), tagged by type. One row per connection, 48 half-hours (kW).
Load name | Type | p1 | p2 | p3 | p4 | p5 | p6 | p7 | p8 | p9 | p10 | p11 | p12 | p13 | p14 | p15 | p16 | p17 | p18 | p19 | p20 | p21 | p22 | p23 | p24 | p25 | p26 | p27 | p28 | p29 | p30 | p31 | p32 | p33 | p34 | p35 | p36 | p37 | p38 | p39 | p40 | p41 | p42 | p43 | p44 | p45 | p46 | p47 | p48
Load_TR4_F1_1 | customer | 0.2067 | 0.1135 | 0.0562 | 0.2272 | 0.1012 | 0.0848 | 0.2436 | 0.048 | 0.048 | 0.2067 | 0.048 | 0.093 | 0.2282 | 0.0552 | 0.1418 | 0.1129 | 0.1219 | 0.0628 | 0.2538 | 0.1077 | 0.0637 | 0.0985 | 0.2067 | 0.048 | 0.1076 | 0.233 | 0.0954 | 0.048 | 0.2851 | 0.048 | 0.1217 | 0.2067 | 0.048 | 0.1866 | 0.1418 | 0.0573 | 0.2612 | 1.5529 | 1.5819 | 0.7079 | 0.3336 | 0.4709 | 1.0342 | 1.0734 | 0.4469 | 0.687 | 0.9072 | 1.0774
Load_TR4_F1_10 | prosumer | 0.3697 | 0.049 | 0.1196 | 0.1776 | 0.0866 | 0.2106 | 0.1243 | 0.1479 | 0.118 | 0.1251 | 0.1408 | 0.1808 | 0.1542 | 0.0498 | 1.1303 | 0.2848 | 0.2394 | 2.6547 | 2.7219 | 1.0703 | 1.3337 | 0.2487 | 0.1682 | 0.1479 | 0.4058 | 0.0747 | 0.3006 | 1.2539 | 0.1659 | 0.1245 | 0.2083 | 1.0122 | 0.2064 | 0.5365 | 1.2464 | 0.0623 | 0.3227 | 0.3625 | 0.0985 | 0.2618 | 0.3077 | 0.3057 | 0.1806 | 0.5383 | 0.587 | 0.4858 | 0.653 | 0.049
Load_TR4_F1_11 | prosumer | 0.2006 | 0.044 | 0.044 | 0.1827 | 0.174 | 0.044 | 0.2332 | 0.1234 | 0.1428 | 0.055 | 0.2962 | 0.0605 | 0.2563 | 0.1003 | 0.044 | 0.1538 | 0.2029 | 0.0879 | 0.3083 | 0.0657 | 0.1538 | 0.0615 | 0.5036 | 0.054 | 0.044 | 0.1538 | 0.3065 | 0.1355 | 0.069 | 0.1758 | 2.4487 | 0.1822 | 1.4102 | 1.289 | 0.0851 | 0.4381 | 0.3872 | 2.4522 | 0.1038 | 0.443 | 0.3028 | 0.4099 | 0.3691 | 0.2709 | 0.179 | 0.4276 | 0.3801 | 0.187
Load_TR4_F1_12 | prosumer | 0.163 | 0.05 | 0.2275 | 0.05 | 0.2033 | 0.0742 | 0.0823 | 0.1952 | 0.05 | 0.05 | 0.0742 | 0.2033 | 0.05 | 0.2275 | 0.05 | 0.1388 | 0.148 | 0.05 | 0.2275 | 0.2784 | 0.171 | 0.1255 | 0.062 | 1.3843 | 0.2022 | 1.5182 | 0.3755 | 0.4601 | 0.3149 | 0.1772 | 0.1193 | 0.0661 | 0.2114 | 0.05 | 0.4362 | 0.0818 | 0.5552 | 0.3192 | 0.12 | 0.3956 | 0.3684 | 0.577 | 0.7043 | 0.3784 | 0.5726 | 0.1673 | 0.1549 | 0.1226
Load_TR4_F1_13 | prosumer | 0.058 | 0.2545 | 0.137 | 0.058 | 0.2518 | 0.1397 | 0.058 | 0.193 | 0.1985 | 0.1709 | 0.058 | 0.1539 | 0.1858 | 0.1888 | 0.0919 | 0.2545 | 0.137 | 0.1745 | 0.217 | 0.058 | 0.4455 | 0.3984 | 0.529 | 0.2712 | 0.2841 | 1.0891 | 0.4307 | 0.2668 | 0.3747 | 0.1401 | 0.3792 | 0.2363 | 0.058 | 0.1923 | 0.1993 | 0.1257 | 0.2658 | 0.0749 | 0.2944 | 0.0802 | 0.4474 | 0.2472 | 0.633 | 0.2734 | 0.5181 | 0.5824 | 0.7108 | 0.5489
Load_TR4_F1_14 | prosumer | 0.2426 | 0.3286 | 0.3281 | 0.2313 | 0.055 | 0.055 | 0.055 | 0.055 | 0.055 | 0.055 | 0.055 | 0.055 | 0.055 | 0.1846 | 0.2832 | 0.1825 | 0.692 | 0.7799 | 0.2106 | 0.167 | 0.2106 | 0.1887 | 0.3292 | 1.1287 | 0.1342 | 0.1301 | 0.0705 | 0.0705 | 0.055 | 0.055 | 0.055 | 0.055 | 0.055 | 0.055 | 0.2827 | 0.1486 | 0.0755 | 0.171 | 0.1316 | 0.1852 | 0.1421 | 0.055 | 0.055 | 0.055 | 0.055 | 0.055 | 0.055 | 0.055
Load_TR4_F1_15 | prosumer | 0.1238 | 0.035 | 0.035 | 0.2051 | 0.0885 | 0.0721 | 0.2215 | 0.035 | 0.035 | 0.035 | 0.191 | 0.1026 | 0.035 | 0.2385 | 0.0551 | 0.2359 | 1.1403 | 0.1932 | 0.3129 | 0.2945 | 0.1494 | 0.1631 | 0.0553 | 0.1984 | 0.035 | 0.1665 | 0.1142 | 0.4772 | 0.3645 | 0.1417 | 1.4256 | 1.0311 | 0.2018 | 0.0919 | 0.1613 | 0.0756 | 0.5024 | 0.2269 | 0.2199 | 0.4072 | 0.3589 | 0.391 | 0.035 | 0.1145 | 0.4529 | 0.1593 | 0.139 | 0.1546
Load_TR4_F1_16 | customer | 0.5746 | 0.5176 | 2.1448 | 0.5845 | 0.6833 | 0.4114 | 0.048 | 0.048 | 0.1128 | 0.101 | 0.1128 | 0.101 | 0.101 | 0.1128 | 0.0657 | 0.1481 | 0.2137 | 1.2125 | 0.3951 | 0.2607 | 0.4337 | 0.2745 | 0.4171 | 0.6796 | 0.2715 | 0.4233 | 0.2255 | 1.333 | 0.628 | 0.1127 | 0.2006 | 0.0715 | 0.1384 | 0.1649 | 0.048 | 0.4418 | 0.048 | 0.1422 | 0.0716 | 0.048 | 0.048 | 0.048 | 0.1658 | 0.048 | 0.3217 | 0.048 | 0.048 | 0.0833
Load_TR4_F1_17 | customer | 0.3078 | 0.6133 | 0.1305 | 0.1231 | 0.2202 | 0.1643 | 0.1467 | 0.3208 | 0.1176 | 0.235 | 0.155 | 0.1176 | 0.2533 | 0.2013 | 0.1872 | 0.3003 | 0.2046 | 0.2656 | 0.2848 | 1.0643 | 0.28 | 0.4218 | 0.6082 | 0.3813 | 0.125 | 0.1683 | 0.0885 | 0.2562 | 0.0604 | 0.1667 | 0.2879 | 0.1176 | 0.2183 | 0.1716 | 0.1899 | 0.1569 | 0.1608 | 0.1602 | 0.3485 | 0.053 | 0.2048 | 0.2498 | 0.0961 | 0.3437 | 0.1195 | 0.1166 | 0.2904 | 0.1265
Load_TR4_F1_18 | prosumer | 0.3379 | 0.052 | 0.289 | 0.1077 | 0.1016 | 0.2541 | 0.093 | 0.1551 | 0.2416 | 0.052 | 0.2277 | 0.169 | 0.2415 | 0.2745 | 0.3316 | 0.4695 | 0.3233 | 0.2317 | 0.3228 | 0.3136 | 0.1634 | 0.9055 | 0.6534 | 0.8715 | 0.9121 | 0.1922 | 0.2252 | 0.0794 | 0.052 | 0.2079 | 0.0999 | 0.1409 | 0.1938 | 0.203 | 0.052 | 0.1683 | 0.0725 | 0.6285 | 1.0438 | 0.3596 | 0.2108 | 0.1371 | 0.1136 | 0.1272 | 0.2079 | 0.1136 | 0.1272 | 0.1792
Load_TR4_F1_19 | customer | 0.084 | 0.1506 | 0.044 | 0.1373 | 0.0973 | 0.044 | 0.1106 | 0.1239 | 0.044 | 0.1573 | 0.0773 | 0.044 | 0.1906 | 0.044 | 0.064 | 0.1706 | 0.044 | 0.044 | 0.1944 | 0.6506 | 0.7751 | 0.1239 | 0.0533 | 0.1579 | 0.1029 | 0.1881 | 0.7824 | 0.4534 | 0.3136 | 0.0515 | 0.1053 | 0.2228 | 0.044 | 0.2368 | 0.7344 | 2.5742 | 0.7202 | 0.0742 | 0.2181 | 1.3551 | 0.044 | 0.044 | 0.1439 | 0.0906 | 0.104 | 0.1306 | 0.044 | 0.1706
Load_TR4_F1_2 | customer | 0.1289 | 0.1534 | 0.1549 | 0.108 | 0.1594 | 0.0722 | 0.2362 | 0.0619 | 0.2334 | 0.044 | 0.134 | 0.1744 | 0.0516 | 0.159 | 0.1442 | 0.1296 | 0.2367 | 0.2346 | 1.9013 | 3.0874 | 1.3577 | 0.9339 | 0.5932 | 0.1413 | 0.1134 | 0.0842 | 0.1418 | 0.134 | 0.3061 | 0.2381 | 0.206 | 0.2978 | 0.0465 | 0.7473 | 0.7334 | 0.2159 | 0.0824 | 0.4366 | 0.2262 | 0.294 | 0.3739 | 0.346 | 0.3132 | 0.2096 | 0.6818 | 0.3797 | 0.4277 | 0.3418
Load_TR4_F1_20 | prosumer | 0.2316 | 0.056 | 0.1677 | 0.1198 | 0.056 | 0.1518 | 0.1358 | 0.056 | 0.1677 | 0.1198 | 0.056 | 0.064 | 0.2236 | 0.056 | 0.056 | 0.1198 | 0.1677 | 0.056 | 0.4553 | 0.5333 | 0.3067 | 0.4007 | 0.2209 | 0.4955 | 0.4875 | 0.236 | 0.2565 | 0.3141 | 0.083 | 0.2411 | 0.0743 | 0.226 | 0.5896 | 0.6778 | 2.1056 | 3.097 | 2.6224 | 0.3382 | 0.1717 | 0.2164 | 1.0067 | 3.0857 | 2.4753 | 0.4186 | 0.4417 | 0.1706 | 0.056 | 0.056
Load_TR4_F1_21 | prosumer | 0.2139 | 0.4593 | 0.055 | 0.1638 | 0.055 | 0.055 | 0.125 | 0.0939 | 0.055 | 0.1638 | 0.055 | 0.1405 | 0.0783 | 0.055 | 0.055 | 0.1638 | 0.055 | 0.125 | 0.2254 | 0.055 | 0.1016 | 0.1172 | 0.055 | 0.2076 | 0.1865 | 0.1966 | 1.4683 | 0.7609 | 0.2884 | 0.0939 | 0.055 | 0.2882 | 0.4327 | 0.3842 | 0.4059 | 0.2594 | 0.5426 | 0.2689 | 0.2141 | 0.5307 | 0.9763 | 0.914 | 0.7853 | 0.7762 | 0.7911 | 0.6871 | 0.0628 | 0.156
Load_TR4_F1_22 | prosumer | 0.488 | 0.3739 | 0.2088 | 0.054 | 0.133 | 0.2088 | 0.1286 | 0.1639 | 0.1603 | 0.0759 | 0.2088 | 0.133 | 0.1384 | 0.1244 | 0.054 | 0.0962 | 0.2455 | 0.054 | 0.257 | 0.0847 | 0.054 | 0.2666 | 0.0751 | 0.163 | 0.1787 | 0.3201 | 0.2447 | 0.0759 | 0.1314 | 0.1489 | 0.1233 | 0.1786 | 0.22 | 0.1155 | 0.4894 | 0.3115 | 0.0856 | 0.1883 | 0.1959 | 0.0821 | 0.287 | 0.4311 | 0.112 | 0.1594 | 0.1736 | 0.0715 | 0.2421 | 0.0821
Load_TR4_F1_23 | prosumer | 0.3117 | 0.2526 | 0.055 | 0.055 | 0.2256 | 0.0819 | 0.0909 | 0.2167 | 0.055 | 0.2821 | 0.1089 | 0.055 | 0.2526 | 0.055 | 0.107 | 0.2223 | 0.6001 | 0.2823 | 0.2796 | 1.4458 | 0.2121 | 0.4856 | 0.3697 | 0.5585 | 0.2509 | 0.354 | 0.9902 | 1.3454 | 1.4232 | 0.1392 | 0.255 | 0.1089 | 0.0999 | 0.2077 | 0.055 | 0.3812 | 1.0898 | 0.0825 | 0.1539 | 0.4463 | 0.7194 | 0.7874 | 0.7894 | 0.8739 | 0.568 | 0.9417 | 0.6071 | 0.1179
Load_TR4_F1_24 | customer | 0.096 | 0.2337 | 0.033 | 0.1738 | 0.1436 | 0.1413 | 0.0778 | 0.1011 | 0.2286 | 0.033 | 0.1144 | 0.2153 | 0.033 | 0.1738 | 0.0541 | 0.2451 | 0.3517 | 0.928 | 0.033 | 0.2967 | 0.057 | 0.2646 | 0.1221 | 0.092 | 0.2968 | 0.1031 | 0.1234 | 0.1731 | 0.1605 | 0.129 | 0.1454 | 0.0966 | 0.4575 | 0.2244 | 0.36 | 0.3599 | 0.6117 | 1.0944 | 0.3033 | 0.5384 | 0.2263 | 0.0586 | 0.1482 | 0.033 | 0.1559 | 0.1674 | 0.0394 | 0.2071
Load_TR4_F1_25 | customer | 0.1868 | 0.183 | 0.05 | 0.2945 | 0.5435 | 0.152 | 0.2099 | 0.0781 | 0.1868 | 0.1344 | 0.1054 | 0.0681 | 0.2568 | 0.0574 | 0.094 | 0.2273 | 0.05 | 0.18 | 0.1993 | 0.098 | 0.1669 | 0.1063 | 0.05 | 0.2048 | 0.1165 | 0.1696 | 0.1406 | 1.3927 | 0.2237 | 0.182 | 0.4429 | 0.0732 | 0.2453 | 1.2111 | 0.3538 | 0.2055 | 0.2369 | 0.2057 | 0.1162 | 0.5075 | 0.3718 | 0.3054 | 0.5209 | 0.561 | 0.7387 | 0.0574 | 0.2079 | 0.1133
Load_TR4_F1_26 | prosumer | 0.2103 | 0.1774 | 0.2108 | 0.1261 | 0.2925 | 0.1164 | 0.0685 | 0.3653 | 0.06 | 0.1867 | 0.2056 | 0.1186 | 0.2575 | 0.1094 | 0.1104 | 0.1932 | 0.1243 | 0.1867 | 0.1422 | 0.2831 | 0.1261 | 0.13 | 0.2953 | 0.0708 | 0.2221 | 0.2032 | 2.087 | 0.4736 | 0.1371 | 0.195 | 0.1591 | 0.4045 | 0.5915 | 0.206 | 0.4661 | 0.1915 | 0.1739 | 0.2349 | 0.1261 | 0.1649 | 0.22 | 0.0924 | 0.2318 | 0.1935 | 0.0761 | 0.2818 | 0.1416 | 0.2441
Load_TR4_F1_27 | customer | 0.3816 | 0.725 | 0.6283 | 0.1576 | 0.1284 | 0.3015 | 0.0735 | 0.2469 | 0.2035 | 0.2087 | 0.0912 | 0.3218 | 0.1286 | 0.1898 | 0.1485 | 0.2168 | 0.1627 | 0.1512 | 0.261 | 0.1622 | 0.1826 | 0.2808 | 0.306 | 0.2001 | 0.053 | 0.392 | 0.0585 | 0.114 | 0.2338 | 0.1839 | 0.2023 | 0.1212 | 0.3292 | 0.0694 | 0.2815 | 0.1689 | 0.053 | 0.2789 | 0.1715 | 0.1077 | 0.2718 | 0.1239 | 0.4095 | 0.7198 | 0.7026 | 0.7129 | 0.2011 | 0.1994
Load_TR4_F1_28 | customer | 0.5848 | 0.6175 | 0.0481 | 0.1145 | 0.044 | 0.1186 | 0.044 | 0.1186 | 0.044 | 0.0937 | 0.0689 | 0.0937 | 0.0689 | 0.044 | 0.1186 | 0.044 | 0.1186 | 0.044 | 0.1186 | 0.044 | 0.044 | 0.1166 | 0.0891 | 0.045 | 0.054 | 0.1288 | 0.0564 | 0.0678 | 0.1767 | 0.044 | 0.1186 | 0.044 | 0.277 | 0.095 | 0.087 | 0.7807 | 0.7965 | 0.7302 | 0.3783 | 0.1873 | 0.3354 | 0.2381 | 0.1817 | 0.3686 | 0.2979 | 0.2712 | 0.3179 | 0.044
Load_TR4_F1_29 | prosumer | 0.3164 | 0.1479 | 0.046 | 0.1275 | 0.2323 | 0.046 | 0.129 | 0.2309 | 0.046 | 0.1986 | 0.1631 | 0.1371 | 0.1667 | 0.046 | 0.1479 | 0.129 | 0.2207 | 0.0639 | 0.168 | 0.595 | 0.6125 | 0.4441 | 0.4577 | 0.6638 | 0.1693 | 0.2236 | 0.139 | 0.2226 | 0.1731 | 0.0712 | 0.4136 | 0.1918 | 0.3458 | 0.4727 | 0.1512 | 0.296 | 0.2229 | 0.1699 | 0.5608 | 0.3071 | 0.3958 | 0.4561 | 0.4361 | 0.3612 | 0.6015 | 0.4034 | 0.2204 | 0.4602
Load_TR4_F1_3 | prosumer | 0.0605 | 0.1848 | 0.1348 | 0.1615 | 0.1491 | 0.2267 | 0.0693 | 0.2086 | 0.0428 | 0.1047 | 0.1074 | 0.426 | 0.0704 | 0.1956 | 1.0388 | 1.6863 | 1.432 | 0.1645 | 0.2344 | 0.0389 | 0.2629 | 0.1129 | 0.034 | 0.1645 | 0.1981 | 0.1383 | 0.1835 | 0.2346 | 0.1655 | 0.1942 | 0.187 | 0.1526 | 0.2295 | 0.0611 | 0.3527 | 0.13 | 0.1454 | 0.1831 | 0.1771 | 0.1467 | 0.1496 | 0.1019 | 0.2299 | 0.078 | 0.2923 | 0.4951 | 0.0914 | 0.0518
Load_TR4_F1_30 | prosumer | 0.052 | 0.052 | 0.052 | 0.052 | 0.052 | 0.052 | 0.052 | 0.052 | 0.052 | 0.052 | 0.052 | 0.052 | 0.052 | 0.052 | 0.1076 | 0.052 | 0.052 | 0.1653 | 0.1311 | 0.096 | 0.052 | 0.052 | 0.052 | 0.064 | 0.1397 | 0.1592 | 0.054 | 0.4435 | 0.0547 | 0.062 | 0.099 | 0.1939 | 0.2703 | 0.1484 | 0.0915 | 0.2688 | 0.123 | 0.1105 | 0.2194 | 0.4573 | 0.604 | 0.4751 | 0.6807 | 0.8292 | 0.8359 | 0.618 | 0.4633 | 0.4774
Load_TR4_F1_31 | prosumer | 0.2064 | 0.1245 | 0.1582 | 0.1418 | 0.134 | 0.1737 | 0.109 | 0.2411 | 0.0897 | 0.1005 | 0.2304 | 0.055 | 0.055 | 0.055 | 0.2759 | 0.055 | 0.158 | 0.1728 | 0.1245 | 0.0756 | 0.2398 | 0.0704 | 0.2406 | 0.0902 | 0.109 | 0.1737 | 0.1032 | 0.1245 | 0.2064 | 0.055 | 0.1245 | 0.2064 | 0.055 | 0.207 | 0.1238 | 0.055 | 0.0589 | 0.1757 | 0.6901 | 0.4409 | 0.903 | 0.3902 | 0.5311 | 0.5967 | 0.4265 | 1.099 | 0.4718 | 0.7836
Load_TR4_F1_32 | prosumer | 0.2522 | 0.057 | 0.2256 | 0.0836 | 0.128 | 0.1812 | 0.0747 | 0.2344 | 0.057 | 0.2522 | 0.057 | 0.057 | 0.1901 | 1.2204 | 0.2301 | 0.1812 | 0.108 | 0.5179 | 0.1754 | 0.1589 | 0.0699 | 1.0475 | 0.8288 | 1.9315 | 0.4225 | 0.5142 | 0.1377 | 0.1635 | 0.1457 | 0.057 | 0.2256 | 0.0836 | 0.057 | 0.2078 | 0.2264 | 0.1942 | 0.4163 | 0.6415 | 0.3353 | 0.3832 | 0.3797 | 0.6907 | 0.4104 | 0.992 | 0.5511 | 0.818 | 0.6639 | 0.3058
Load_TR4_F1_33 | customer | 0.4125 | 0.2274 | 0.1744 | 0.1064 | 0.046 | 0.0899 | 0.1909 | 0.1031 | 0.0789 | 0.1448 | 0.125 | 0.046 | 0.204 | 0.0891 | 0.3897 | 0.3172 | 0.2034 | 0.1677 | 0.1963 | 0.1327 | 0.234 | 0.1334 | 0.2151 | 0.2682 | 0.1689 | 0.0508 | 0.1984 | 0.1915 | 0.4919 | 0.2434 | 0.1401 | 0.1946 | 0.0796 | 0.1354 | 0.125 | 0.3816 | 0.1186 | 0.1534 | 0.2668 | 0.2348 | 0.046 | 0.3142 | 0.1584 | 1.4963 | 0.5534 | 0.5384 | 0.3942 | 0.3171
Load_TR4_F1_34 | customer | 0.1087 | 0.0422 | 0.038 | 0.0838 | 0.0671 | 0.0754 | 0.0754 | 0.1004 | 0.0505 | 0.038 | 0.038 | 0.1129 | 0.038 | 0.1129 | 0.038 | 0.0879 | 0.063 | 0.038 | 0.0557 | 0.1102 | 0.0742 | 0.0706 | 0.13 | 0.2293 | 0.0754 | 0.3079 | 0.1701 | 0.126 | 0.1098 | 0.1164 | 0.0936 | 0.3741 | 0.2002 | 0.0754 | 0.1314 | 0.2829 | 0.4021 | 0.1808 | 0.4285 | 0.4053 | 0.3475 | 0.4972 | 0.453 | 0.2541 | 0.3054 | 0.1832 | 0.038 | 0.1129
Load_TR4_F1_35 | prosumer | 0.1046 | 0.2857 | 0.04 | 0.2733 | 0.1171 | 0.0717 | 0.2121 | 0.04 | 0.1323 | 0.1567 | 0.1585 | 0.119 | 0.2543 | 0.04 | 0.1213 | 0.2772 | 0.0463 | 0.2559 | 0.1394 | 0.1518 | 0.2918 | 0.1244 | 0.1667 | 0.1466 | 0.1678 | 0.1617 | 0.1009 | 0.2618 | 1.0548 | 0.1423 | 0.0644 | 0.3046 | 0.1162 | 0.1673 | 0.4754 | 0.3241 | 0.3022 | 0.5075 | 0.5436 | 0.4542 | 0.3911 | 0.391 | 0.4993 | 0.3277 | 0.2324 | 0.097 | 0.2236 | 0.1604
Load_TR4_F1_36 | customer | 0.1112 | 0.2475 | 0.052 | 0.0601 | 0.2225 | 0.052 | 0.1281 | 0.2306 | 0.1281 | 0.052 | 0.3067 | 0.052 | 0.1222 | 0.429 | 0.2712 | 0.4781 | 0.0647 | 0.2811 | 0.3787 | 0.3255 | 0.9973 | 0.4552 | 0.3125 | 0.052 | 0.3067 | 0.052 | 0.052 | 0.2856 | 0.0731 | 0.1819 | 0.1557 | 0.1543 | 0.1494 | 0.1154 | 0.2189 | 0.0764 | 0.1525 | 0.2062 | 0.1027 | 0.0774 | 0.0816 | 0.1148 | 0.2566 | 0.0858 | 0.2563 | 0.1024 | 0.052 | 0.2306
Load_TR4_F1_37 | customer | 0.1175 | 0.038 | 0.0512 | 0.1042 | 0.0645 | 0.091 | 0.038 | 0.038 | 0.038 | 0.1175 | 0.038 | 0.038 | 0.038 | 0.0822 | 0.0733 | 0.038 | 0.0645 | 0.091 | 0.0866 | 0.254 | 0.038 | 0.0866 | 0.0689 | 0.0733 | 0.0951 | 0.5115 | 1.0136 | 0.1834 | 1.9113 | 0.1043 | 0.038 | 0.091 | 0.0645 | 0.091 | 0.0645 | 0.038 | 0.1175 | 0.038 | 0.038 | 0.038 | 0.0601 | 0.0954 | 0.0733 | 0.0822 | 0.038 | 0.038 | 0.1175 | 1.6446
Load_TR4_F1_38 | customer | 0.4282 | 0.052 | 0.2065 | 0.052 | 0.1363 | 0.1222 | 0.052 | 0.052 | 0.052 | 0.052 | 0.2065 | 0.052 | 0.1995 | 0.059 | 0.052 | 0.3768 | 0.2139 | 1.1197 | 0.33 | 0.5507 | 0.5541 | 2.3993 | 0.5936 | 0.2742 | 0.2107 | 0.1686 | 0.1686 | 0.2487 | 0.052 | 0.2065 | 0.052 | 0.1292 | 0.1292 | 0.052 | 0.052 | 0.2065 | 0.0909 | 0.2528 | 0.2765 | 0.3891 | 0.2978 | 0.2763 | 0.4751 | 0.6542 | 0.4993 | 0.6071 | 0.4991 | 0.301
Load_TR4_F1_39 | customer | 0.3506 | 0.1022 | 0.033 | 0.1022 | 0.033 | 0.1022 | 0.033 | 0.1022 | 0.0484 | 0.0869 | 0.033 | 0.0907 | 0.0445 | 0.0753 | 0.0916 | 0.033 | 0.033 | 0.1093 | 0.0895 | 0.2902 | 0.0638 | 0.0523 | 0.0998 | 0.042 | 0.033 | 1.0814 | 0.4512 | 0.4879 | 0.3152 | 0.7303 | 0.9879 | 0.0999 | 0.1194 | 0.1932 | 0.1955 | 0.2254 | 0.1514 | 0.0864 | 0.1688 | 1.1556 | 0.422 | 0.405 | 0.4993 | 0.3265 | 0.2503 | 0.4095 | 0.425 | 0.6097
Load_TR4_F1_4 | prosumer | 0.4521 | 0.0657 | 0.1349 | 0.1503 | 0.0811 | 0.2041 | 0.058 | 0.2271 | 0.058 | 0.2118 | 0.0734 | 0.0734 | 0.2118 | 0.0964 | 0.3593 | 0.0735 | 0.0999 | 0.2365 | 0.2891 | 1.3897 | 0.1195 | 0.1656 | 0.0991 | 0.3088 | 0.1733 | 0.3478 | 0.181 | 0.1649 | 0.309 | 0.5353 | 0.2508 | 0.4174 | 0.2753 | 0.4674 | 0.4167 | 0.4939 | 0.2983 | 0.386 | 0.2995 | 0.3395 | 0.7573 | 0.8218 | 0.8418 | 0.822 | 0.7299 | 0.7708 | 0.9203 | 0.7834
Load_TR4_F1_40 | prosumer | 0.1759 | 0.1514 | 0.1122 | 0.19 | 0.1014 | 0.4124 | 0.439 | 0.2316 | 0.1227 | 0.2078 | 0.1132 | 0.0886 | 0.1012 | 0.1232 | 0.2292 | 0.1014 | 0.0347 | 0.093 | 0.1638 | 0.1886 | 0.145 | 0.0448 | 0.072 | 0.1426 | 0.2355 | 0.0756 | 0.0783 | 0.3884 | 0.1883 | 0.3382 | 0.1678 | 0.1772 | 0.1591 | 0.9888 | 0.6385 | 0.1951 | 0.1801 | 0.5166 | 0.041 | 0.4191 | 0.601 | 0.9414 | 1.5353 | 0.7815 | 1.5056 | 0.7617 | 0.9799 | 0.6753
Load_TR4_F1_41 | customer | 0.0797 | 0.1836 | 0.05 | 0.1316 | 0.1316 | 0.05 | 0.191 | 0.0723 | 0.05 | 0.1762 | 0.0871 | 0.05 | 0.1984 | 0.0648 | 0.1019 | 0.3767 | 0.2402 | 0.2894 | 0.2152 | 0.3127 | 0.2377 | 0.1101 | 0.515 | 0.2365 | 0.4019 | 0.2194 | 0.0554 | 0.1613 | 0.1046 | 0.0816 | 0.2756 | 0.0829 | 1.3722 | 2.7713 | 1.3607 | 1.5951 | 0.1459 | 0.2697 | 0.0527 | 0.2357 | 0.5016 | 0.4883 | 0.7732 | 0.2805 | 0.3149 | 0.2166 | 0.3907 | 0.3026
Load_TR4_F1_42 | customer | 0.4091 | 0.054 | 0.3727 | 0.054 | 0.054 | 0.2726 | 0.154 | 0.054 | 0.2894 | 0.1373 | 0.228 | 0.1986 | 0.054 | 0.3727 | 0.054 | 0.1995 | 0.2271 | 1.0987 | 0.3739 | 0.4022 | 0.5245 | 1.1093 | 0.31 | 0.0958 | 0.2484 | 1.0395 | 0.287 | 1.5477 | 0.3406 | 0.3245 | 0.3464 | 0.4228 | 0.5138 | 0.2921 | 0.2006 | 0.2342 | 0.1925 | 0.054 | 0.1887 | 0.238 | 0.166 | 0.0913 | 0.2233 | 0.217 | 0.8815 | 1.2473 | 0.8886 | 0.3052
Load_TR4_F1_43 | prosumer | 0.1411 | 0.1127 | 0.049 | 0.2048 | 0.049 | 0.1552 | 0.0986 | 0.049 | 0.134 | 0.1198 | 0.049 | 0.1411 | 0.1127 | 0.049 | 0.049 | 0.1623 | 0.0915 | 0.1198 | 0.1789 | 0.0893 | 0.2151 | 0.049 | 0.0561 | 0.1977 | 0.049 | 0.049 | 0.2048 | 0.0771 | 0.0825 | 0.2363 | 0.3069 | 0.4358 | 0.3893 | 0.4434 | 0.3434 | 0.4712 | 0.3397 | 0.049 | 0.2361 | 0.3762 | 0.6136 | 0.8487 | 0.7925 | 0.7317 | 1.5212 | 1.5655 | 3.1981 | 0.4896
Load_TR4_F1_44 | prosumer | 0.2678 | 0.3914 | 0.051 | 0.3163 | 0.051 | 0.1862 | 0.0723 | 0.0665 | 0.3008 | 0.051 | 0.051 | 0.3256 | 0.3054 | 0.2209 | 0.2111 | 0.3245 | 0.0733 | 0.3021 | 0.2656 | 0.141 | 0.2342 | 0.2657 | 0.3163 | 0.051 | 0.2803 | 0.5517 | 0.0769 | 0.2594 | 0.1304 | 0.1923 | 0.2669 | 0.1112 | 0.1359 | 0.2234 | 0.1004 | 0.2142 | 0.1861 | 0.1714 | 0.3207 | 0.2519 | 0.207 | 0.1928 | 0.454 | 0.1832 | 0.53 | 0.3986 | 0.2399 | 0.3818
Load_TR4_F1_45 | prosumer | 0.1185 | 0.1476 | 0.053 | 0.1476 | 0.1185 | 0.053 | 0.1185 | 0.1476 | 0.053 | 0.0748 | 0.1913 | 0.053 | 0.0748 | 0.1913 | 0.053 | 0.053 | 0.1622 | 0.1039 | 0.1112 | 0.1549 | 0.053 | 0.2131 | 0.053 | 0.2131 | 0.053 | 0.053 | 0.0748 | 0.1913 | 0.053 | 0.053 | 0.1986 | 0.0676 | 0.0849 | 0.3187 | 0.062 | 0.0821 | 0.2094 | 0.053 | 0.1738 | 0.6803 | 0.5511 | 0.5187 | 0.5699 | 0.3771 | 0.3351 | 0.053 | 0.1622 | 0.1039
Load_TR4_F1_46 | prosumer | 0.0722 | 0.3103 | 0.149 | 0.3805 | 0.1548 | 0.1048 | 0.451 | 0.1008 | 0.2771 | 0.2787 | 0.1349 | 0.3066 | 0.2299 | 0.124 | 0.2147 | 0.1543 | 0.0855 | 0.1469 | 0.2037 | 0.2985 | 0.2234 | 0.0915 | 0.3516 | 0.2824 | 0.1652 | 0.3472 | 1.2067 | 1.2153 | 0.5923 | 0.7285 | 0.683 | 0.3821 | 0.3044 | 0.5012 | 0.5124 | 0.1775 | 0.4849 | 0.6302 | 0.2076 | 0.3951 | 0.4691 | 0.7458 | 0.6979 | 0.3725 | 0.5737 | 0.098 | 0.3068 | 0.2232
Load_TR4_F1_47 | customer | 0.6958 | 0.3216 | 0.3174 | 0.1072 | 0.2296 | 0.2271 | 0.0633 | 0.2719 | 0.1887 | 0.0925 | 0.3057 | 0.1583 | 0.1901 | 0.1715 | 0.151 | 0.087 | 0.282 | 0.1711 | 0.3692 | 1.8138 | 0.4561 | 0.6232 | 0.8778 | 2.7397 | 2.6742 | 0.3291 | 0.2424 | 0.1686 | 0.1218 | 0.1321 | 0.1583 | 0.235 | 0.1861 | 0.173 | 0.3201 | 0.056 | 0.3992 | 0.2548 | 0.271 | 3.0238 | 3.0947 | 1.8008 | 1.7814 | 1.675 | 1.1614 | 1.1428 | 0.056 | 0.0856
Load_TR4_F1_48 | customer | 0.1834 | 0.2127 | 0.1942 | 0.1688 | 0.1733 | 0.192 | 0.2386 | 0.038 | 0.3175 | 0.1132 | 0.1544 | 0.2011 | 0.1132 | 0.1938 | 0.2294 | 0.0455 | 0.3325 | 0.0982 | 0.5805 | 0.2137 | 0.2628 | 0.0749 | 0.3715 | 0.0867 | 0.5413 | 0.1508 | 0.8751 | 0.4716 | 0.9902 | 0.1904 | 0.2688 | 0.1739 | 0.2663 | 0.2989 | 0.3601 | 0.9065 | 0.3491 | 0.3689 | 0.4308 | 0.5181 | 0.6978 | 0.6861 | 0.86 | 0.4694 | 0.1433 | 0.211 | 0.0909 | 0.1197
Load_TR4_F1_49 | prosumer | 0.044 | 0.044 | 0.1099 | 0.044 | 0.044 | 0.088 | 0.5282 | 0.2605 | 0.1063 | 0.044 | 0.088 | 0.066 | 0.1026 | 0.0513 | 0.044 | 0.044 | 0.0623 | 0.0916 | 0.044 | 0.044 | 0.3454 | 0.5769 | 2.6089 | 2.7093 | 0.6635 | 0.1753 | 0.1466 | 0.0607 | 0.044 | 0.0806 | 0.0733 | 0.0513 | 0.1026 | 0.044 | 0.1099 | 0.044 | 0.088 | 0.066 | 0.044 | 0.0513 | 0.1026 | 0.0513 | 0.1026 | 0.1283 | 0.044 | 0.044 | 0.1268 | 0.2645
Load_TR4_F1_5 | customer | 0.8376 | 0.8018 | 0.7576 | 0.553 | 0.3423 | 0.2725 | 0.1288 | 0.2082 | 0.0863 | 0.095 | 0.2593 | 0.056 | 0.1724 | 0.1819 | 0.076 | 0.971 | 0.1086 | 0.3083 | 0.056 | 0.1083 | 0.246 | 0.056 | 0.2609 | 0.0933 | 0.1158 | 0.1606 | 0.0839 | 1.6366 | 0.1273 | 0.2227 | 0.1316 | 0.1429 | 0.2114 | 0.069 | 0.121 | 0.181 | 1.1003 | 0.5638 | 0.4461 | 0.1093 | 0.1884 | 0.4546 | 0.4991 | 0.3911 | 0.5539 | 0.8141 | 0.612 | 0.718
Load_TR4_F1_6 | prosumer | 0.1217 | 0.0836 | 0.3321 | 0.049 | 0.2135 | 0.075 | 0.049 | 0.3408 | 0.075 | 0.049 | 0.1763 | 0.0669 | 0.0721 | 0.5892 | 0.049 | 0.2221 | 0.1936 | 0.049 | 0.3667 | 0.049 | 0.0763 | 0.149 | 0.2394 | 0.0672 | 0.2966 | 0.1009 | 0.1799 | 0.3281 | 0.0537 | 0.5273 | 0.6617 | 0.5165 | 1.237 | 0.4894 | 0.1757 | 0.3761 | 0.2265 | 0.1929 | 0.2199 | 1.3225 | 0.5626 | 0.4417 | 0.4003 | 0.8571 | 0.3669 | 0.2221 | 0.1936 | 0.1096
Load_TR4_F1_7 | prosumer | 0.207 | 0.0932 | 0.058 | 0.0844 | 0.1108 | 0.102 | 0.0932 | 0.058 | 0.1372 | 0.058 | 0.058 | 0.058 | 0.1064 | 0.0888 | 0.4081 | 0.3526 | 0.2187 | 0.4589 | 0.233 | 0.6357 | 1.2509 | 0.8798 | 2.15 | 1.4409 | 0.102 | 0.058 | 0.102 | 0.0932 | 0.1508 | 0.4158 | 0.3 | 0.5833 | 1.0208 | 0.1982 | 0.2414 | 0.1138 | 0.3618 | 1.3096 | 0.1351 | 0.4614 | 0.5523 | 0.2724 | 1.35 | 0.5052 | 0.5946 | 1.548 | 0.7613 | 1.1251
Load_TR4_F1_8 | prosumer | 0.5993 | 0.1015 | 0.056 | 0.056 | 0.0636 | 0.2153 | 0.056 | 0.2229 | 0.056 | 0.056 | 0.1698 | 0.1091 | 0.056 | 0.1926 | 0.0864 | 0.1093 | 0.2078 | 0.2563 | 1.4736 | 2.0163 | 1.0017 | 0.056 | 0.0939 | 0.185 | 0.056 | 0.0636 | 0.2153 | 0.056 | 0.056 | 0.2229 | 0.056 | 0.056 | 0.2571 | 0.1918 | 0.1838 | 0.3024 | 0.2053 | 0.3235 | 0.1766 | 0.6895 | 0.6729 | 0.6513 | 0.7243 | 0.5655 | 0.4277 | 0.398 | 0.703 | 0.7202
Load_TR4_F1_9 | prosumer | 0.03 | 0.1591 | 0.03 | 0.118 | 0.0711 | 0.03 | 0.1591 | 0.03 | 0.1356 | 0.0535 | 0.03 | 0.1474 | 0.0417 | 0.03 | 0.03 | 0.0535 | 0.1356 | 0.03 | 0.1591 | 0.0343 | 0.0652 | 0.1239 | 0.03 | 0.0593 | 0.1298 | 0.03 | 0.0887 | 0.1004 | 0.03 | 0.03 | 0.1591 | 0.03 | 0.03 | 0.1844 | 0.3631 | 0.0763 | 0.1472 | 0.1291 | 0.0963 | 0.5955 | 0.4332 | 0.5274 | 0.5753 | 0.4407 | 0.1591 | 0.03 | 0.1591 | 0.03
Load_TR4_F3_1 | prosumer | 0.0665 | 0.2058 | 0.051 | 0.1594 | 0.1129 | 0.051 | 0.2213 | 0.051 | 0.1516 | 0.1207 | 0.051 | 0.1826 | 0.0897 | 0.051 | 0.1207 | 0.1516 | 0.051 | 0.0897 | 0.1826 | 0.051 | 0.4136 | 0.051 | 0.2422 | 0.3702 | 0.1424 | 0.281 | 1.4221 | 0.051 | 0.051 | 0.2213 | 0.051 | 0.1594 | 0.1129 | 0.051 | 0.3015 | 0.1609 | 0.2643 | 0.3049 | 0.7426 | 1.0427 | 0.9848 | 0.457 | 0.5583 | 0.6197 | 0.9467 | 0.7198 | 0.5616 | 0.405
Load_TR4_F3_10 | prosumer | 0.1401 | 0.2123 | 0.0781 | 0.1955 | 0.1714 | 0.1022 | 0.1932 | 0.1593 | 0.1263 | 0.2261 | 0.0926 | 0.224 | 0.0898 | 0.0627 | 0.9496 | 0.1998 | 0.0926 | 0.138 | 0.2378 | 0.1209 | 0.2473 | 0.1239 | 0.993 | 0.7035 | 0.2721 | 0.3141 | 0.4246 | 0.0742 | 0.2203 | 0.054 | 0.191 | 0.1615 | 0.1408 | 0.054 | 0.1615 | 0.191 | 0.054 | 0.054 | 0.0781 | 0.1167 | 0.0755 | 0.2769 | 0.054 | 0.2984 | 0.054 | 0.1901 | 0.1623 | 0.1041
Load_TR4_F3_11 | customer | 0.5031 | 0.2897 | 0.2257 | 0.1482 | 0.14 | 0.2973 | 0.3148 | 0.042 | 0.042 | 0.042 | 0.042 | 0.042 | 0.042 | 0.042 | 0.042 | 0.042 | 0.042 | 0.042 | 0.042 | 0.042 | 0.964 | 0.2336 | 0.362 | 0.4353 | 0.2584 | 0.2078 | 0.2319 | 0.5828 | 0.9457 | 1.5027 | 0.2739 | 0.2642 | 0.1074 | 0.0439 | 0.056 | 2.0784 | 0.0973 | 0.2576 | 0.0801 | 0.3951 | 0.3876 | 0.7034 | 0.7801 | 0.7406 | 0.5584 | 1.2944 | 0.5579 | 0.3466
Load_TR4_F3_12 | customer | 0.1699 | 0.1275 | 0.1827 | 0.055 | 0.1977 | 0.1124 | 0.1248 | 0.1853 | 0.055 | 0.182 | 0.1282 | 0.0654 | 0.2447 | 0.0646 | 0.7254 | 1.2062 | 0.3545 | 0.3324 | 0.2391 | 0.3393 | 1.3218 | 0.4788 | 0.2145 | 0.1444 | 0.1737 | 0.1794 | 0.1316 | 0.3299 | 0.1287 | 0.4005 | 2.1963 | 2.3689 | 0.0953 | 0.3311 | 1.3598 | 0.5789 | 0.3858 | 0.4414 | 0.4929 | 0.4649 | 0.5185 | 0.5254 | 0.4661 | 0.6762 | 0.055 | 0.1571 | 0.153 | 0.055
Load_TR4_F3_13 | prosumer | 0.0713 | 0.2855 | 0.14 | 0.041 | 0.1387 | 0.2381 | 0.1201 | 0.041 | 0.1791 | 0.2112 | 0.1066 | 0.2464 | 0.2094 | 0.128 | 0.2013 | 0.5221 | 0.402 | 1.4972 | 0.4216 | 0.2892 | 0.4632 | 0.4807 | 0.313 | 0.117 | 0.3277 | 0.3027 | 0.3003 | 0.2085 | 0.3447 | 0.2873 | 0.1373 | 0.2859 | 0.4935 | 0.2899 | 0.2887 | 0.3944 | 0.2226 | 0.6033 | 0.1875 | 0.4112 | 0.2969 | 0.041 | 0.2118 | 0.244 | 0.1019 | 0.0738 | 0.1472 | 0.2929
Load_TR4_F3_14 | prosumer | 0.4386 | 0.0608 | 0.155 | 0.1718 | 0.1508 | 0.198 | 0.1647 | 0.1803 | 0.2473 | 0.05 | 0.1583 | 0.1833 | 0.1612 | 0.1947 | 0.2077 | 0.1149 | 0.3719 | 1.2845 | 1.0335 | 0.4508 | 0.7587 | 0.08 | 0.1503 | 0.2514 | 0.3458 | 0.3699 | 0.3067 | 0.5284 | 0.2314 | 1.3408 | 0.3728 | 0.2966 | 1.1242 | 0.5803 | 0.3534 | 1.144 | 0.7859 | 2.7891 | 0.3171 | 0.7681 | 0.7594 | 1.0232 | 0.9994 | 0.6944 | 0.9459 | 0.5852 | 0.8854 | 0.5576
Load_TR4_F3_15 | prosumer | 0.026 | 0.026 | 0.1441 | 0.026 | 0.026 | 0.1146 | 0.0555 | 0.026 | 0.026 | 0.1441 | 0.026 | 0.0555 | 0.1146 | 0.0777 | 0.1536 | 0.1323 | 0.0378 | 0.1483 | 0.1483 | 0.1495 | 1.2049 | 0.3775 | 0.2179 | 0.2991 | 0.2055 | 0.2419 | 0.437 | 1.7314 | 0.6001 | 0.328 | 0.8549 | 0.4442 | 0.1506 | 0.4089 | 0.5138 | 3.0568 | 3.9632 | 0.5148 | 0.1756 | 0.371 | 0.6813 | 0.5051 | 0.8986 | 0.6844 | 0.5708 | 0.5626 | 0.3255 | 0.6686
Load_TR4_F3_16 | customer | 0.657 | 0.1573 | 0.0877 | 0.0877 | 0.1573 | 0.046 | 0.046 | 0.1573 | 0.0877 | 0.046 | 0.1156 | 0.1295 | 0.046 | 0.1991 | 0.046 | 0.1026 | 0.1991 | 0.046 | 0.2922 | 0.1225 | 0.2615 | 0.3812 | 0.1026 | 0.3122 | 0.3697 | 0.3733 | 0.4729 | 0.3939 | 0.1495 | 0.046 | 0.1991 | 0.046 | 0.0947 | 0.1504 | 0.0752 | 0.3436 | 0.363 | 0.046 | 0.2253 | 0.2884 | 0.4865 | 0.5291 | 0.6984 | 0.4982 | 0.5219 | 0.568 | 1.1793 | 0.3172
Load_TR4_F3_17 | prosumer | 0.2124 | 0.1405 | 0.4071 | 0.4525 | 0.3317 | 0.5085 | 0.3988 | 0.4139 | 0.1229 | 0.061 | 0.2124 | 0.061 | 0.061 | 0.2124 | 0.061 | 0.0679 | 0.2055 | 0.061 | 1.2678 | 0.7888 | 3.0083 | 0.4098 | 0.2578 | 0.3187 | 0.503 | 1.6588 | 0.3145 | 0.2124 | 0.061 | 0.061 | 0.2124 | 0.2627 | 0.3756 | 0.3821 | 0.2668 | 0.2544 | 0.1533 | 2.1195 | 1.7595 | 2.28 | 0.8513 | 0.752 | 0.749 | 0.5111 | 0.7218 | 0.6611 | 1.4865 | 0.4783
Load_TR4_F3_18 | customer | 0.343 | 0.1968 | 0.438 | 0.0714 | 0.2558 | 0.081 | 0.04 | 0.2609 | 0.0758 | 0.04 | 0.2967 | 0.04 | 0.2967 | 0.04 | 0.048 | 0.2081 | 0.0669 | 0.1591 | 0.2051 | 0.0613 | 0.1437 | 0.193 | 0.1027 | 0.226 | 0.057 | 0.1997 | 0.128 | 0.1607 | 0.1761 | 0.04 | 0.3016 | 1.6567 | 3.077 | 2.4309 | 0.1888 | 0.3046 | 0.1273 | 0.207 | 0.2989 | 0.3386 | 0.634 | 0.2912 | 0.3054 | 0.6258 | 0.3916 | 0.2647 | 0.5212 | 0.04
Load_TR4_F3_19 | customer | 0.1623 | 0.2045 | 0.048 | 0.3032 | 0.0636 | 0.1467 | 0.2201 | 0.048 | 0.048 | 0.2328 | 0.1341 | 0.048 | 0.311 | 0.0558 | 0.3215 | 0.3418 | 0.1023 | 0.4288 | 0.2196 | 0.1926 | 0.2342 | 0.048 | 0.1467 | 0.0558 | 0.311 | 0.048 | 0.1654 | 0.2015 | 0.048 | 0.1952 | 0.1716 | 0.048 | 0.2719 | 0.1017 | 0.2333 | 0.3355 | 0.5169 | 0.4463 | 0.386 | 0.6068 | 0.481 | 0.7247 | 0.4255 | 0.2957 | 0.5462 | 0.3438 | 0.4691 | 0.4069
Load_TR4_F3_2 | prosumer | 0.0603 | 0.2168 | 0.049 | 0.0775 | 0.2222 | 0.1393 | 0.1708 | 0.1869 | 0.1038 | 0.1549 | 0.2125 | 0.1619 | 0.1572 | 0.1594 | 0.1939 | 0.1452 | 0.1595 | 0.1724 | 0.1393 | 0.0921 | 0.2729 | 0.0902 | 0.2053 | 0.2136 | 0.3015 | 0.2735 | 0.1184 | 0.2094 | 0.3398 | 0.2524 | 0.2627 | 0.0683 | 0.3806 | 0.3503 | 0.5786 | 0.4171 | 0.3596 | 0.4676 | 0.1459 | 0.2158 | 0.0988 | 0.2291 | 0.1393 | 0.0964 | 0.5122 | 1.1948 | 0.5025 | 0.5793
Load_TR4_F3_20 | prosumer | 0.1377 | 0.176 | 0.048 | 0.2657 | 0.048 | 0.1696 | 0.1441 | 0.0608 | 0.1632 | 0.1377 | 0.053 | 0.1327 | 0.9302 | 0.5995 | 1.0096 | 2.6867 | 1.9997 | 0.922 | 0.6759 | 0.1504 | 0.0699 | 0.265 | 0.0678 | 1.1243 | 1.2164 | 0.2887 | 0.1325 | 2.1276 | 2.9897 | 0.8924 | 0.4423 | 1.3085 | 1.739 | 0.215 | 0.3076 | 0.1456 | 0.3371 | 0.1983 | 1.9826 | 0.4159 | 0.5442 | 0.5065 | 0.5708 | 0.8919 | 0.9154 | 1.0162 | 0.1889 | 0.1248
Load_TR4_F3_21 | prosumer | 0.1248 | 0.056 | 0.056 | 0.056 | 0.056 | 0.1248 | 0.06 | 0.1207 | 0.0641 | 0.1751 | 0.4134 | 0.6376 | 0.4951 | 2.6278 | 2.5675 | 0.5129 | 0.0884 | 0.2844 | 0.056 | 0.2753 | 0.1233 | 0.0762 | 0.286 | 0.168 | 0.1537 | 0.4364 | 0.5004 | 0.5852 | 0.4958 | 0.4633 | 0.4559 | 0.5419 | 0.334 | 2.038 | 0.6931 | 0.5617 | 0.5699 | 0.3061 | 0.1908 | 0.3323 | 0.5351 | 0.7806 | 0.4411 | 0.9544 | 0.5121 | 0.3442 | 0.5036 | 0.4218
Load_TR4_F3_22 | prosumer | 0.043 | 0.1706 | 0.043 | 0.043 | 0.1706 | 0.043 | 0.1706 | 0.043 | 0.043 | 0.0703 | 0.1433 | 0.043 | 0.1706 | 0.043 | 0.0977 | 0.1159 | 0.043 | 0.1706 | 0.043 | 0.1433 | 0.0703 | 0.043 | 0.043 | 0.043 | 0.043 | 0.1706 | 0.043 | 0.125 | 0.0886 | 0.2141 | 0.2905 | 0.3027 | 0.0777 | 0.0928 | 0.138 | 0.0557 | 0.1802 | 0.0607 | 0.1207 | 0.1068 | 0.043 | 0.043 | 0.1706 | 0.043 | 0.043 | 0.1706 | 0.043 | 0.043
Load_TR4_F3_23 | prosumer | 0.298 | 0.0683 | 0.1123 | 0.2541 | 0.05 | 0.2854 | 0.081 | 0.0846 | 0.2076 | 0.1242 | 0.0569 | 0.2866 | 0.0728 | 0.1356 | 0.0785 | 0.1814 | 0.1849 | 0.1104 | 1.3232 | 0.2466 | 1.4553 | 1.594 | 0.397 | 0.1642 | 0.05 | 0.3164 | 0.05 | 0.05 | 0.2499 | 1.0744 | 0.4289 | 0.5756 | 0.3748 | 0.3119 | 0.2965 | 1.7234 | 1.3911 | 0.6564 | 0.2917 | 0.5924 | 0.4538 | 0.6761 | 1.3817 | 0.854 | 0.6366 | 0.3335 | 0.1958 | 0.1706
Load_TR4_F3_24 | customer | 0.0412 | 0.2718 | 0.034 | 0.1567 | 0.142 | 0.1205 | 0.1254 | 0.1155 | 0.1928 | 0.1011 | 0.0532 | 0.2743 | 0.0388 | 0.0532 | 0.2598 | 0.034 | 0.1927 | 0.2034 | 0.3072 | 0.1878 | 0.0773 | 0.0484 | 0.2646 | 0.034 | 0.2791 | 0.034 | 0.034 | 0.178 | 0.135 | 0.1107 | 0.0869 | 0.1724 | 0.3661 | 1.6952 | 0.278 | 0.0924 | 0.3206 | 0.3232 | 0.1844 | 0.4216 | 0.5426 | 0.3065 | 0.2421 | 0.4776 | 0.458 | 0.3605 | 0.4044 | 0.2144
Load_TR4_F3_25 | prosumer | 0.485 | 0.042 | 0.1544 | 0.0597 | 0.042 | 0.1366 | 0.0775 | 0.042 | 0.1721 | 0.042 | 0.042 | 0.1721 | 0.042 | 0.1366 | 0.1764 | 0.2235 | 0.2642 | 0.042 | 0.1366 | 0.0775 | 0.042 | 0.0657 | 0.1485 | 0.042 | 0.1366 | 0.0775 | 0.4504 | 0.6861 | 0.8299 | 1.6617 | 0.4103 | 0.1774 | 0.1759 | 0.246 | 0.1242 | 0.1961 | 0.1802 | 0.3696 | 0.3243 | 0.2804 | 0.1307 | 0.0834 | 0.042 | 0.1721 | 0.042 | 0.1011 | 0.113 | 0.042
Load_TR4_F3_29 | customer | 0.0808 | 0.089 | 0.048 | 0.1218 | 0.048 | 0.048 | 0.1218 | 0.048 | 0.048 | 0.1218 | 0.048 | 0.0849 | 0.0849 | 0.1054 | 0.0644 | 0.048 | 0.048 | 0.141 | 0.048 | 0.048 | 0.048 | 0.0685 | 0.1013 | 0.0767 | 0.1418 | 0.4174 | 0.2573 | 0.4251 | 0.1218 | 0.048 | 0.0931 | 0.0767 | 0.048 | 0.0521 | 0.1177 | 0.048 | 0.048 | 0.0726 | 0.0972 | 0.048 | 0.1218 | 0.048 | 0.048 | 0.089 | 0.0808 | 0.0972 | 0.0726 | 0.048
Load_TR4_F3_3 | prosumer | 0.979 | 0.4631 | 0.07 | 0.1937 | 0.071 | 0.048 | 0.1017 | 0.1631 | 0.0557 | 0.2091 | 0.048 | 0.1477 | 0.117 | 0.048 | 0.6592 | 0.8123 | 0.0583 | 1.3207 | 0.048 | 0.071 | 0.1937 | 0.048 | 0.117 | 0.1477 | 0.0557 | 0.2091 | 0.048 | 0.2168 | 0.048 | 0.7802 | 0.2281 | 0.2622 | 0.1341 | 0.1726 | 0.558 | 1.301 | 0.2779 | 0.2984 | 0.3538 | 0.3888 | 0.179 | 0.5269 | 0.3099 | 0.6464 | 0.5263 | 0.6936 | 0.1707 | 0.048
Load_TR4_F3_4 | prosumer | 0.2448 | 0.065 | 0.208 | 0.1302 | 0.052 | 0.052 | 0.1385 | 0.1998 | 0.052 | 0.052 | 0.2862 | 0.065 | 0.1172 | 0.0662 | 0.272 | 0.052 | 0.4421 | 0.2418 | 0.2048 | 0.1999 | 0.4255 | 0.1332 | 0.2546 | 0.1692 | 0.635 | 0.4026 | 0.1714 | 0.3868 | 0.492 | 0.3441 | 0.2932 | 0.052 | 1.3058 | 1.0518 | 1.8314 | 0.4174 | 0.3833 | 0.5678 | 0.4618 | 0.254 | 0.7692 | 0.8843 | 0.7501 | 0.8538 | 0.6796 | 0.8389 | 0.3921 | 0.0875
Load_TR4_F3_5 | prosumer | 0.0957 | 0.1899 | 0.1572 | 0.034 | 0.2669 | 0.0802 | 0.034 | 0.2035 | 0.1437 | 0.1033 | 0.1733 | 0.1045 | 0.034 | 0.2122 | 0.1349 | 0.034 | 0.1437 | 0.1033 | 0.2438 | 0.034 | 0.2035 | 0.1437 | 0.034 | 0.2505 | 0.0967 | 0.034 | 0.3132 | 0.034 | 0.1045 | 0.2272 | 0.0494 | 0.034 | 0.2035 | 0.1437 | 0.1572 | 0.1116 | 0.174 | 0.1418 | 0.1437 | 0.511 | 0.2868 | 0.2585 | 0.1033 | 0.1655 | 0.1124 | 0.2794 | 0.1994 | 0.5103
Load_TR4_F3_6 | prosumer | 0.1311 | 0.2006 | 0.055 | 0.2075 | 0.1241 | 0.0966 | 0.2351 | 0.055 | 0.055 | 0.2767 | 0.055 | 0.055 | 0.1937 | 0.0919 | 0.1774 | 0.1313 | 0.1088 | 1.3511 | 0.3328 | 0.1409 | 0.3283 | 0.2212 | 0.1358 | 0.1959 | 0.0704 | 0.2613 | 0.055 | 0.1521 | 0.1105 | 0.1241 | 0.2075 | 0.055 | 0.1865 | 0.1451 | 0.1241 | 0.055 | 0.1172 | 0.2512 | 0.3218 | 0.319 | 2.2777 | 0.472 | 0.4793 | 0.2997 | 0.547 | 0.8116 | 0.9629 | 0.0704
Load_TR4_F3_7 | customer | 1.4138 | 0.447 | 0.4556 | 0.3371 | 0.2234 | 0.3929 | 0.2184 | 0.15 | 0.1785 | 0.1407 | 0.1274 | 0.1888 | 0.1734 | 0.1933 | 0.057 | 0.1479 | 0.1968 | 0.0841 | 0.1378 | 0.2138 | 0.3175 | 0.374 | 0.1005 | 0.0976 | 0.1969 | 0.1242 | 0.2382 | 0.1157 | 0.083 | 0.2627 | 0.0857 | 0.2138 | 0.052 | 0.2224 | 0.2365 | 0.052 | 0.2721 | 0.8539 | 1.2411 | 0.4011 | 0.4647 | 0.6542 | 0.2352 | 0.5911 | 0.7286 | 0.2689 | 0.2143 | 0.1524
Load_TR4_F3_8 | customer | 0.052 | 0.294 | 0.1347 | 0.2225 | 0.1171 | 0.1411 | 0.0853 | 0.3434 | 0.052 | 0.052 | 0.269 | 0.1597 | 0.1399 | 0.2887 | 1.0462 | 0.5251 | 1.2074 | 0.7855 | 0.487 | 0.4453 | 0.0912 | 0.4032 | 0.143 | 0.244 | 0.8311 | 1.5306 | 0.5653 | 0.2534 | 0.4825 | 0.9141 | 0.2094 | 0.2082 | 0.463 | 0.1323 | 0.1179 | 2.158 | 0.6858 | 0.6012 | 0.5084 | 0.6673 | 0.6786 | 0.4794 | 0.5894 | 0.4504 | 0.4627 | 0.755 | 0.8913 | 0.052
Load_TR4_F3_9 | prosumer | 0.1397 | 1.6505 | 0.3719 | 0.1535 | 0.3555 | 0.0645 | 0.165 | 0.2796 | 0.057 | 0.3876 | 0.057 | 0.1097 | 0.1794 | 0.2125 | 0.057 | 0.1473 | 0.2973 | 0.057 | 0.147 | 0.2976 | 0.057 | 0.2493 | 1.7422 | 0.2763 | 0.1317 | 0.2187 | 0.6953 | 0.3698 | 0.4484 | 0.1936 | 1.2168 | 1.2794 | 0.2728 | 0.3287 | 0.494 | 0.5755 | 0.1699 | 0.057 | 0.3876 | 0.057 | 0.057 | 0.2446 | 0.2 | 0.1962 | 0.2485 | 0.1307 | 0.3139 | 0.057

## 5. Raw batt charge
Raw batt charge
Verbatim copy of Charge_kW (TR4_analysis_data.xlsx). One row per half-hour, one column per battery (kW).
period | hour | BES_TR4_one195_C | BES_TR4_one223_B | BES_TR4_one235_A | BES_TR4_one242_B | BES_TR4_one252_C | BES_TR4_one260_C | BES_TR4_one299_B | BES_TR4_one320_B | BES_TR4_one321_C | BES_TR4_one328_A | BES_TR4_one345_A | BES_TR4_one366_B | BES_TR4_one410_B | BES_TR4_one50_A | BES_TR4_one416_C | BES_TR4_one423_B | BES_TR4_one446_B | BES_TR4_one480_A | BES_TR4_one61_A | BES_TR4_one544_A | BES_TR4_one560_C | BES_TR4_one570_B | BES_TR4_one585_A | BES_TR4_one590_A | BES_TR4_one617_A | BES_TR4_one76_A | BES_TR4_one133_A | BES_TR4_one137_A | BES_TR4_one176_A | BES_TR4_three64_A | BES_TR4_three193_A | BES_TR4_three232_C | BES_TR4_three233_A | BES_TR4_three248_C | BES_TR4_three253_C | BES_TR4_three66_C | BES_TR4_three312_A | BES_TR4_three321_B | BES_TR4_three368_A | BES_TR4_three388_A | BES_TR4_three409_C | BES_TR4_three76_A | BES_TR4_three81_A | BES_TR4_three90_C | BES_TR4_three97_B | BES_TR4_three160_C
1 | 0 | 0 | 0 | 0 | 0 | 0 | 0 | 0 | 0 | 0 | 0 | 0 | 0 | 0 | 0 | 0 | 0 | 0 | 0 | 0 | 0 | 0 | 0 | 0 | 0 | 0 | 0 | 0 | 0 | 0 | 0 | 0 | 0 | 0 | 0 | 0 | 0 | 0 | 0 | 0 | 0 | 0 | 0 | 0 | 0 | 0 | 0
2 | 0.5 | 0 | 0 | 0 | 0 | 0 | 0 | 0 | 0 | 0 | 0 | 0 | 0 | 0 | 0 | 0 | 0 | 0 | 0 | 0 | 0 | 0 | 0 | 0 | 0 | 0 | 0 | 0 | 0 | 0 | 0 | 0 | 0 | 0 | 0 | 0 | 0 | 0 | 0 | 0 | 0 | 0 | 0 | 0 | 0 | 0 | 0
3 | 1 | 0 | 0 | 0 | 0 | 0 | 0 | 0 | 0 | 0 | 0 | 0 | 0 | 0 | 0 | 0 | 0 | 0 | 0 | 0 | 0 | 0 | 0 | 0 | 0 | 0 | 0 | 0 | 0 | 0 | 0 | 0 | 0 | 0 | 0 | 0 | 0 | 0 | 0 | 0 | 0 | 0 | 0 | 0 | 0 | 0 | 0
4 | 1.5 | 0 | 0 | 0 | 0 | 0 | 0 | 0 | 0 | 0 | 0 | 0 | 0 | 0 | 0 | 0 | 0 | 0 | 0 | 0 | 0 | 0 | 0 | 0 | 0 | 0 | 0 | 0 | 0 | 0 | 0 | 0 | 0 | 0 | 0 | 0 | 0 | 0 | 0 | 0 | 0 | 0 | 0 | 0 | 0 | 0 | 0
5 | 2 | 0 | 0 | 0 | 0 | 0 | 0 | 0 | 0 | 0 | 0 | 0 | 0 | 0 | 0 | 0 | 0 | 0 | 0 | 0 | 0 | 0 | 0 | 0 | 0 | 0 | 0 | 0 | 0 | 0 | 0 | 0 | 0 | 0 | 0 | 0 | 0 | 0 | 0 | 0 | 0 | 0 | 0 | 0 | 0 | 0 | 0
6 | 2.5 | 0 | 0 | 0 | 0 | 0 | 0 | 0 | 0 | 0 | 0 | 0 | 0 | 0 | 0 | 0 | 0 | 0 | 0 | 0 | 0 | 0 | 0 | 0 | 0 | 0 | 0 | 0 | 0 | 0 | 0 | 0 | 0 | 0 | 0 | 0 | 0 | 0 | 0 | 0 | 0 | 0 | 0 | 0 | 0 | 0 | 0
7 | 3 | 0 | 0 | 0 | 0 | 0 | 0 | 0 | 0 | 0 | 0 | 0 | 0 | 0 | 0 | 0 | 0 | 0 | 0 | 0 | 0 | 0 | 0 | 0 | 0 | 0 | 0 | 0 | 0 | 0 | 0 | 0 | 0 | 0 | 0 | 0 | 0 | 0 | 0 | 0 | 0 | 0 | 0 | 0 | 0 | 0 | 0
8 | 3.5 | 0 | 0 | 0 | 0 | 0 | 0 | 0 | 0 | 0 | 0 | 0 | 0 | 0 | 0 | 0 | 0 | 0 | 0 | 0 | 0 | 0 | 0 | 0 | 0 | 0 | 0 | 0 | 0 | 0 | 0 | 0 | 0 | 0 | 0 | 0 | 0 | 0 | 0 | 0 | 0 | 0 | 0 | 0 | 0 | 0 | 0
9 | 4 | 0 | 0 | 0 | 0 | 0 | 0.015 | 0 | 0 | 0 | 0 | 0 | 0 | 0 | 0 | 0 | 0 | 0 | 0 | 0 | 0 | 0 | 0 | 0 | 0 | 0 | 0 | 0 | 0 | 0 | 0 | 0 | 0 | 0 | 0.011 | 0 | 0 | 0 | 0 | 0 | 0 | 0 | 0 | 0 | 0 | 0 | 0
10 | 4.5 | 0.078 | 0.119 | 0.183 | 0.062 | 0.119 | 0.198 | 0.181 | 0.026 | 0 | 0.157 | 0 | 0.046 | 0 | 0.012 | 0.181 | 0.045 | 0 | 0.076 | 0.021 | 0 | 0.084 | 0.094 | 0.158 | 0 | 0.16 | 0.096 | 0.175 | 0.06 | 0.092 | 0.112 | 0.007 | 0 | 0.037 | 0.03 | 0.055 | 0 | 0.095 | 0.057 | 0.017 | 0 | 0.191 | 0.023 | 0.181 | 0.042 | 0 | 0
11 | 5 | 0.263 | 0.05 | 0.387 | 0.403 | 0.291 | 0.27 | 0.234 | 0.232 | 0.233 | 0.253 | 0.237 | 0.256 | 0.01 | 0.123 | 0.409 | 0.058 | 0.116 | 0.303 | 0.388 | 0.175 | 0.355 | 0.237 | 0.27 | 0.153 | 0.316 | 0.112 | 0.403 | 0.061 | 0.258 | 0.41 | 0.369 | 0.297 | 0.015 | 0.32 | 0.018 | 0.018 | 0.408 | 0.048 | 0.03 | 0.116 | 0.419 | 0.413 | 0.175 | 0.115 | 0.406 | 0.404
12 | 5.5 | 0.468 | 0.496 | 0.539 | 0.588 | 0.501 | 0.639 | 0.573 | 0.4 | 0.323 | 0.609 | 0.501 | 0.623 | 0.141 | 0 | 0.69 | 0.409 | 0.221 | 0.623 | 0.668 | 0.375 | 0.508 | 0.138 | 0.689 | 0.157 | 0.583 | 0.397 | 0.684 | 0.262 | 0.316 | 0.559 | 0.518 | 0.403 | 0.095 | 0.501 | 0.31 | 0.209 | 0.609 | 0.104 | 0.235 | 0 | 0.57 | 0.594 | 0.677 | 0.359 | 0.687 | 0.632
13 | 6 | 0.763 | 0.53 | 0.998 | 0.862 | 0.731 | 1.013 | 0.806 | 0.431 | 0.577 | 0.909 | 0.533 | 0.79 | 0.226 | 0.454 | 0.996 | 0.6 | 0.203 | 0.794 | 0.836 | 0.554 | 0.804 | 0.35 | 0.973 | 0.425 | 0.814 | 0.583 | 0.942 | 0.468 | 0.613 | 0.958 | 0.958 | 0.708 | 0.232 | 0.671 | 0.463 | 0.367 | 0.118 | 0.553 | 0.222 | 0.32 | 1.006 | 0.931 | 0.931 | 0.621 | 0.854 | 0.869
14 | 6.5 | 1.138 | 0.918 | 1.13 | 1.169 | 0.834 | 1.119 | 1.083 | 0.793 | 0.794 | 1.233 | 0.963 | 1.248 | 0.463 | 0.483 | 1.306 | 0.794 | 0 | 1.318 | 1.261 | 0.725 | 1.139 | 0.628 | 1.166 | 0.725 | 1.137 | 0.259 | 1.269 | 0.486 | 0.819 | 1.307 | 1.295 | 1.06 | 0.314 | 0.941 | 0.467 | 0.519 | 0.758 | 0 | 0.466 | 0.374 | 1.221 | 1.31 | 1.292 | 0.636 | 1.266 | 1.145
15 | 7 | 0.327 | 1.205 | 1.616 | 1.574 | 0.966 | 1.611 | 1.334 | 0.985 | 0.986 | 1.612 | 1.142 | 1.556 | 0.477 | 0 | 1.558 | 0.765 | 0.395 | 1.545 | 1.307 | 0.812 | 1.409 | 0.83 | 1.613 | 0.826 | 1.414 | 0.992 | 1.258 | 0.747 | 1.011 | 1.545 | 0.716 | 1.256 | 0.417 | 1.096 | 0.772 | 0.639 | 0.656 | 0 | 0.527 | 0.546 | 1.49 | 1.007 | 1.394 | 0.906 | 1.489 | 1.609
16 | 7.5 | 1.443 | 1.327 | 1.618 | 1.72 | 1.299 | 1.35 | 1.505 | 1.114 | 1.07 | 1.878 | 1.259 | 1.781 | 0.612 | 0 | 0.634 | 1.179 | 0.559 | 1.697 | 1.901 | 1.133 | 1.565 | 0.91 | 1.448 | 1.08 | 1.684 | 1.012 | 1.572 | 0.878 | 1.181 | 1.551 | 1.775 | 1.206 | 0.626 | 1.349 | 0.919 | 0.842 | 0 | 1.462 | 0.625 | 0.559 | 1.703 | 1.162 | 1.874 | 1.2 | 1.843 | 1.827
17 | 8 | 1.742 | 1.495 | 0 | 0.373 | 1.006 | 0 | 1.351 | 1.247 | 1.36 | 0.734 | 1.098 | 0.761 | 0.628 | 0 | 0 | 1.257 | 0.741 | 0.317 | 0.461 | 1.38 | 0.501 | 1.342 | 0 | 1.33 | 0.564 | 1.222 | 0 | 0.924 | 1.28 | 0 | 1.148 | 1.579 | 0.477 | 0.884 | 0.927 | 0.973 | 0.265 | 2.176 | 0.806 | 0.664 | 0 | 2.196 | 0 | 1.272 | 0.046 | 1.482
18 | 8.5 | 0 | 0.448 | 0 | 0 | 1.082 | 0 | 0 | 1.316 | 1.37 | 0 | 1.147 | 0 | 0.887 | 1.104 | 0 | 1.413 | 0.433 | 0 | 0 | 1.492 | 0 | 1.283 | 0 | 1.439 | 0 | 1.536 | 0 | 1.012 | 0.553 | 0 | 0 | 0.155 | 0 | 0 | 1.207 | 1.096 | 1.615 | 2.252 | 0.781 | 0.841 | 0 | 0 | 0 | 1.463 | 0 | 0
19 | 9 | 0 | 0 | 0 | 0 | 0 | 0 | 0 | 0 | 0 | 0 | 0 | 0 | 0.87 | 1.15 | 0 | 0.288 | 0.863 | 0 | 0 | 0.85 | 0 | 1.356 | 0 | 1.512 | 0 | 0.554 | 0 | 0 | 0 | 0 | 0 | 0 | 0.005 | 0 | 0.116 | 1.245 | 2.093 | 1.812 | 0.995 | 0 | 0 | 0 | 0 | 0 | 0 | 0
20 | 9.5 | 1.413 | 0 | 0 | 0 | 0 | 0 | 0 | 0 | 0 | 0 | 0 | 0 | 0.517 | 1.444 | 0 | 0 | 0.953 | 0 | 0 | 0 | 0 | 0 | 0 | 0 | 0 | 0 | 0 | 0 | 0 | 0 | 0 | 0 | 0.662 | 0 | 0.694 | 0.78 | 0.776 | 0 | 0.969 | 0.866 | 0 | 0 | 0 | 0 | 0 | 0
21 | 10 | 0 | 0 | 0 | 0 | 0 | 0 | 0 | 0 | 0 | 0 | 0 | 0 | 0.565 | 1.307 | 0 | 0 | 1.108 | 0 | 0 | 0 | 0 | 0 | 0 | 0 | 0 | 0 | 0 | 0.568 | 0 | 0 | 0 | 0 | 0.419 | 0 | 0 | 0 | 0 | 0 | 0.473 | 0 | 0 | 0 | 0 | 0 | 0 | 0
22 | 10.5 | 0 | 0 | 0 | 0 | 0 | 0 | 0 | 0 | 0 | 0 | 0 | 0 | 0.787 | 1.529 | 0 | 0 | 0.184 | 0 | 0 | 0 | 0 | 0 | 0 | 0 | 0 | 0 | 0 | 1.586 | 0 | 0 | 0 | 0 | 1.151 | 0 | 1.232 | 0 | 0 | 0 | 0 | 0 | 0 | 0 | 0 | 0 | 0 | 0
23 | 11 | 0 | 0 | 0 | 0 | 0 | 0 | 0 | 0 | 0 | 0 | 0 | 0 | 0.699 | 0.453 | 0 | 0 | 0.441 | 0 | 0 | 0 | 0 | 0 | 0 | 0 | 0 | 0 | 0 | 0.508 | 0 | 0 | 0 | 0 | 1.119 | 0 | 1.435 | 0 | 0 | 0 | 0 | 0.872 | 0 | 0 | 0 | 0 | 0 | 0
24 | 11.5 | 0 | 0 | 0 | 0 | 0 | 0 | 0 | 0 | 0 | 0 | 0 | 0 | 0 | 0 | 0 | 0 | 0 | 0 | 0 | 0 | 0 | 0 | 0 | 0 | 0 | 0 | 0 | 0 | 0 | 0 | 0 | 0 | 1.035 | 0 | 0.951 | 0 | 0 | 0 | 0 | 1.122 | 0 | 0 | 0 | 0 | 0 | 0
25 | 12 | 0 | 0 | 0 | 0 | 0 | 0 | 0 | 0 | 0 | 0 | 0 | 0 | 0 | 0 | 0 | 0 | 0.868 | 0 | 0 | 0 | 0 | 0 | 0 | 0 | 0 | 0 | 0 | 0 | 0 | 0 | 0 | 0 | 0.945 | 0 | 0 | 0 | 0 | 0 | 0 | 1.241 | 0 | 0 | 0 | 0 | 0 | 0
26 | 12.5 | 0 | 0 | 0 | 0 | 0 | 0 | 0 | 0 | 0 | 0 | 0 | 0 | 0 | 0 | 0 | 0 | 0.768 | 0 | 0 | 0 | 0 | 0 | 0 | 0 | 0 | 0 | 0 | 0 | 0 | 0 | 0 | 0 | 0.076 | 0 | 0 | 0 | 0 | 0 | 0 | 0.45 | 0 | 0 | 0 | 0 | 0 | 0
27 | 13 | 0 | 0 | 0 | 0 | 0 | 0 | 0 | 0 | 0 | 0 | 0 | 0 | 0 | 0 | 0 | 0 | 0.566 | 0 | 0 | 0 | 0 | 0 | 0 | 0 | 0 | 0 | 0 | 0 | 0 | 0 | 0 | 0 | 0 | 0 | 0 | 0 | 0 | 0 | 0 | 0 | 0 | 0 | 0 | 0 | 0 | 0
28 | 13.5 | 0 | 0 | 0 | 0 | 0 | 0 | 0 | 0 | 0 | 0 | 0 | 0 | 0 | 0 | 0 | 0 | 0 | 0 | 0 | 0 | 0 | 0 | 0 | 0 | 0 | 0 | 0 | 0 | 0 | 0 | 0 | 0 | 0 | 0 | 0 | 0 | 0 | 0 | 0 | 0 | 0 | 0 | 0 | 0 | 0 | 0
29 | 14 | 0 | 0 | 0 | 0 | 0 | 0 | 0 | 0 | 0 | 0 | 0 | 0 | 0 | 0 | 0 | 0 | 0 | 0 | 0 | 0 | 0 | 0 | 0 | 0 | 0 | 0 | 0 | 0 | 0 | 0 | 0 | 0 | 0 | 0 | 0 | 0 | 0 | 0 | 0 | 0 | 0 | 0 | 0 | 0 | 0 | 0
30 | 14.5 | 0 | 0 | 0 | 0 | 0 | 0 | 0 | 0 | 0 | 0 | 0 | 0 | 0 | 0 | 0 | 0 | 0 | 0 | 0 | 0 | 0 | 0 | 0 | 0 | 0 | 0 | 0 | 0 | 0 | 0 | 0 | 0 | 0 | 0 | 0 | 0 | 0 | 0 | 0 | 0 | 0 | 0 | 0 | 0 | 0 | 0
31 | 15 | 0 | 0 | 0 | 0 | 0 | 0 | 0 | 0 | 0 | 0 | 0 | 0 | 0 | 0 | 0 | 0 | 0 | 0 | 0 | 0 | 0 | 0 | 0 | 0 | 0 | 0 | 0 | 0 | 0 | 0 | 0 | 0 | 0.291 | 0 | 0 | 0 | 0 | 0 | 0 | 0 | 0 | 0 | 0 | 0 | 0 | 0
32 | 15.5 | 0 | 0.488 | 0 | 0 | 0 | 0 | 0 | 0 | 0 | 0 | 0 | 0 | 0 | 0 | 0 | 0 | 0 | 0 | 0 | 0 | 0 | 0 | 0 | 0 | 0 | 0 | 0 | 0 | 0 | 0 | 0 | 0 | 0 | 0 | 0 | 0 | 0 | 0 | 0 | 0 | 0 | 0 | 0 | 0 | 0 | 0
33 | 16 | 0 | 0 | 0 | 0 | 0 | 0 | 0 | 0 | 0 | 0 | 0 | 0 | 0 | 0 | 0 | 0 | 0 | 0 | 0 | 0 | 0 | 0 | 0 | 0 | 0 | 0 | 0 | 0 | 0 | 0 | 0 | 0 | 0 | 0 | 0 | 0 | 0 | 0 | 0 | 0 | 0 | 0 | 0 | 0 | 0 | 0
34 | 16.5 | 0 | 0 | 0 | 0 | 0 | 0 | 0 | 0 | 0 | 0 | 0 | 0 | 0 | 0 | 0 | 0 | 0 | 0 | 0 | 0 | 0 | 0 | 0 | 0 | 0 | 0 | 0 | 0 | 0 | 0 | 0 | 0 | 0.111 | 0 | 0 | 0 | 0 | 0 | 0 | 0 | 0 | 0 | 0 | 0 | 0 | 0
35 | 17 | 0 | 0 | 0 | 0 | 0 | 0 | 0 | 0 | 0 | 0 | 0 | 0 | 0 | 0 | 0 | 0 | 0 | 0 | 0 | 0 | 0 | 0 | 0 | 0 | 0 | 0 | 0 | 0 | 0 | 0 | 0 | 0 | 0.224 | 0 | 0 | 0 | 0 | 0.215 | 0 | 0 | 0 | 0 | 0 | 0 | 0 | 0
36 | 17.5 | 0 | 0 | 0 | 0 | 0 | 0 | 0 | 0 | 0 | 0 | 0 | 0 | 0 | 0 | 0 | 0 | 0 | 0 | 0 | 0 | 0 | 0 | 0 | 0 | 0 | 0 | 0 | 0 | 0 | 0 | 0 | 0 | 0 | 0 | 0 | 0 | 0 | 0 | 0 | 0 | 0 | 0 | 0.325 | 0 | 0 | 0
37 | 18 | 0 | 0 | 0 | 0 | 0 | 0 | 0 | 0 | 0 | 0 | 0 | 0 | 0 | 0 | 0 | 0 | 0 | 0 | 0 | 0 | 0 | 0 | 0 | 0 | 0 | 0 | 0 | 0 | 0 | 0 | 0 | 0 | 0 | 0 | 0 | 0 | 0 | 0 | 0 | 0 | 0 | 0.083 | 0 | 0 | 0 | 0
38 | 18.5 | 0 | 0 | 0 | 0 | 0 | 0 | 0 | 0.056 | 0 | 0 | 0.391 | 0 | 0 | 0 | 0 | 0 | 0 | 0 | 0 | 0 | 0 | 0 | 0 | 0 | 0 | 0 | 0 | 0 | 0 | 0 | 0 | 0 | 0 | 0 | 0 | 0 | 0 | 0 | 0 | 0 | 0 | 0 | 0 | 0 | 0 | 0
39 | 19 | 0 | 0.172 | 0 | 0 | 0 | 0 | 0 | 0.059 | 0 | 0 | 0.051 | 0 | 0 | 0 | 0 | 0 | 0 | 0 | 0 | 0.136 | 0 | 0 | 0 | 0.023 | 0 | 0 | 0.233 | 0.008 | 0 | 0 | 0 | 0.057 | 0 | 0.101 | 0 | 0.038 | 0 | 0 | 0 | 0 | 0 | 0 | 0 | 0 | 0 | 0
40 | 19.5 | 0 | 0 | 0 | 0 | 0 | 0 | 0 | 0 | 0 | 0 | 0 | 0 | 0 | 0 | 0 | 0 | 0 | 0 | 0 | 0 | 0 | 0 | 0 | 0 | 0 | 0 | 0 | 0 | 0 | 0 | 0 | 0 | 0 | 0 | 0 | 0 | 0 | 0 | 0 | 0 | 0 | 0 | 0 | 0 | 0 | 0.021
41 | 20 | 0 | 0 | 0 | 0 | 0 | 0 | 0 | 0 | 0 | 0 | 0 | 0 | 0 | 0 | 0 | 0 | 0 | 0 | 0 | 0 | 0 | 0 | 0 | 0 | 0 | 0 | 0 | 0 | 0 | 0 | 0 | 0 | 0 | 0 | 0 | 0 | 0 | 0 | 0 | 0 | 0 | 0 | 0 | 0 | 0 | 0
42 | 20.5 | 0 | 0 | 0 | 0 | 0 | 0 | 0 | 0 | 0 | 0 | 0 | 0 | 0 | 0 | 0 | 0 | 0 | 0 | 0 | 0 | 0 | 0 | 0 | 0 | 0 | 0 | 0 | 0 | 0 | 0 | 0 | 0 | 0 | 0 | 0 | 0 | 0 | 0 | 0 | 0 | 0 | 0 | 0 | 0 | 0 | 0
43 | 21 | 0 | 0 | 0 | 0 | 0 | 0 | 0 | 0 | 0 | 0 | 0 | 0 | 0 | 0 | 0 | 0 | 0 | 0 | 0 | 0 | 0 | 0 | 0 | 0 | 0 | 0 | 0 | 0 | 0 | 0 | 0 | 0 | 0 | 0 | 0 | 0 | 0 | 0 | 0 | 0 | 0 | 0 | 0 | 0 | 0 | 0
44 | 21.5 | 0 | 0 | 0 | 0 | 0 | 0 | 0 | 0 | 0 | 0 | 0 | 0 | 0 | 0 | 0 | 0 | 0 | 0 | 0 | 0 | 0 | 0 | 0 | 0 | 0 | 0 | 0 | 0 | 0 | 0 | 0 | 0 | 0 | 0 | 0 | 0 | 0 | 0 | 0 | 0 | 0 | 0 | 0 | 0 | 0 | 0
45 | 22 | 0 | 0 | 0 | 0 | 0 | 0 | 0 | 0 | 0 | 0 | 0 | 0 | 0 | 0 | 0 | 0 | 0 | 0 | 0 | 0 | 0 | 0 | 0 | 0 | 0 | 0 | 0 | 0 | 0 | 0 | 0 | 0 | 0 | 0 | 0 | 0 | 0 | 0 | 0 | 0 | 0 | 0 | 0 | 0 | 0 | 0
46 | 22.5 | 0 | 0 | 0 | 0 | 0 | 0 | 0 | 0 | 0 | 0 | 0 | 0 | 0 | 0 | 0 | 0 | 0 | 0 | 0 | 0 | 0 | 0 | 0 | 0 | 0 | 0 | 0 | 0 | 0 | 0 | 0 | 0 | 0 | 0 | 0 | 0 | 0 | 0 | 0 | 0 | 0 | 0 | 0 | 0 | 0 | 0
47 | 23 | 0 | 0 | 0 | 0 | 0 | 0 | 0 | 0 | 0 | 0 | 0 | 0 | 0 | 0 | 0 | 0 | 0 | 0 | 0 | 0 | 0 | 0 | 0 | 0 | 0 | 0 | 0 | 0 | 0 | 0 | 0 | 0 | 0 | 0 | 0 | 0 | 0 | 0 | 0 | 0 | 0 | 0 | 0 | 0 | 0 | 0
48 | 23.5 | 0 | 0 | 0 | 0 | 0 | 0 | 0 | 0 | 0 | 0 | 0 | 0 | 0 | 0 | 0 | 0 | 0 | 0 | 0 | 0 | 0 | 0 | 0 | 0 | 0 | 0 | 0 | 0 | 0 | 0 | 0 | 0 | 0 | 0 | 0 | 0 | 0 | 0 | 0 | 0 | 0 | 0 | 0 | 0 | 0 | 0

## 6. Raw batt discharge
Raw batt discharge
Verbatim copy of Discharge_kW (TR4_analysis_data.xlsx). One row per half-hour, one column per battery (kW).
period | hour | BES_TR4_one195_C | BES_TR4_one223_B | BES_TR4_one235_A | BES_TR4_one242_B | BES_TR4_one252_C | BES_TR4_one260_C | BES_TR4_one299_B | BES_TR4_one320_B | BES_TR4_one321_C | BES_TR4_one328_A | BES_TR4_one345_A | BES_TR4_one366_B | BES_TR4_one410_B | BES_TR4_one50_A | BES_TR4_one416_C | BES_TR4_one423_B | BES_TR4_one446_B | BES_TR4_one480_A | BES_TR4_one61_A | BES_TR4_one544_A | BES_TR4_one560_C | BES_TR4_one570_B | BES_TR4_one585_A | BES_TR4_one590_A | BES_TR4_one617_A | BES_TR4_one76_A | BES_TR4_one133_A | BES_TR4_one137_A | BES_TR4_one176_A | BES_TR4_three64_A | BES_TR4_three193_A | BES_TR4_three232_C | BES_TR4_three233_A | BES_TR4_three248_C | BES_TR4_three253_C | BES_TR4_three66_C | BES_TR4_three312_A | BES_TR4_three321_B | BES_TR4_three368_A | BES_TR4_three388_A | BES_TR4_three409_C | BES_TR4_three76_A | BES_TR4_three81_A | BES_TR4_three90_C | BES_TR4_three97_B | BES_TR4_three160_C
1 | 0 | 0.37 | 0.201 | 0.163 | 0.058 | 0.243 | 0.124 | 0.338 | 0.232 | 0.214 | 0.488 | 0.312 | 0.21 | 0.316 | 0.061 | 0.052 | 0.206 | 0.252 | 0.105 | 0.452 | 0.176 | 0.141 | 0.268 | 0.118 | 0.072 | 0.044 | 0.122 | 0.207 | 0.599 | 0.03 | 0.066 | 0.14 | 0.071 | 0.439 | 0.026 | 0.212 | 0.06 | 0.138 | 0.125 | 0.043 | 0.298 | 0.485 | 0.979 | 0.245 | 0.096 | 0.131 | 0.14
2 | 0.5 | 0.049 | 0.044 | 0.05 | 0.255 | 0.329 | 0.035 | 0.052 | 0.056 | 0.459 | 0.374 | 0.253 | 0.177 | 0.148 | 0.185 | 0.052 | 0.124 | 0.057 | 0.286 | 0.066 | 0.151 | 0.113 | 0.391 | 0.148 | 0.31 | 0.044 | 0.084 | 0.093 | 0.102 | 0.159 | 0.206 | 0.212 | 0.286 | 0.061 | 0.026 | 0.14 | 0.217 | 0.176 | 0.056 | 0.171 | 0.068 | 0.042 | 0.463 | 0.065 | 0.19 | 0.201 | 1.65
3 | 1 | 0.12 | 0.044 | 0.228 | 0.137 | 0.328 | 0.035 | 0.289 | 0.168 | 0.055 | 0.209 | 0.055 | 0.211 | 0.046 | 0.135 | 0.052 | 0.158 | 0.226 | 0.04 | 0.135 | 0.112 | 0.049 | 0.051 | 0.053 | 0.149 | 0.11 | 0.332 | 0.058 | 0.056 | 0.03 | 0.051 | 0.078 | 0.14 | 0.155 | 0.144 | 0.407 | 0.049 | 0.048 | 0.056 | 0.043 | 0.112 | 0.154 | 0.07 | 0.208 | 0.157 | 0.055 | 0.372
4 | 1.5 | 0.178 | 0.183 | 0.05 | 0.058 | 0.231 | 0.205 | 0.108 | 0.12 | 0.164 | 0.054 | 0.055 | 0.126 | 0.128 | 0.161 | 0.052 | 0.142 | 0.084 | 0.273 | 0.15 | 0.19 | 0.205 | 0.316 | 0.148 | 0.38 | 0.044 | 0.049 | 0.084 | 0.056 | 0.118 | 0.159 | 0.195 | 0.041 | 0.172 | 0.026 | 0.453 | 0.078 | 0.266 | 0.056 | 0.043 | 0.254 | 0.06 | 0.194 | 0.13 | 0.034 | 0.208 | 0.154
5 | 2 | 0.087 | 0.174 | 0.203 | 0.252 | 0.055 | 0.089 | 0.102 | 0.056 | 0.055 | 0.133 | 0.226 | 0.292 | 0.232 | 0.149 | 0.052 | 0.134 | 0.128 | 0.117 | 0.081 | 0.101 | 0.049 | 0.051 | 0.118 | 0.155 | 0.044 | 0.213 | 0.111 | 0.064 | 0.071 | 0.113 | 0.171 | 0.139 | 0.151 | 0.026 | 0.332 | 0.222 | 0.048 | 0.056 | 0.171 | 0.05 | 0.042 | 0.071 | 0.052 | 0.267 | 0.124 | 0.075
6 | 2.5 | 0.211 | 0.044 | 0.074 | 0.14 | 0.055 | 0.072 | 0.254 | 0.152 | 0.055 | 0.209 | 0.082 | 0.116 | 0.046 | 0.227 | 0.052 | 0.174 | 0.181 | 0.072 | 0.204 | 0.412 | 0.155 | 0.186 | 0.053 | 0.105 | 0.088 | 0.075 | 0.102 | 0.215 | 0.03 | 0.051 | 0.102 | 0.238 | 0.198 | 0.115 | 0.509 | 0.139 | 0.17 | 0.125 | 0.043 | 0.285 | 0.137 | 0.048 | 0.052 | 0.08 | 0.097 | 0
7 | 3 | 0.124 | 0.233 | 0.082 | 0.058 | 0.055 | 0.221 | 0.093 | 0.136 | 0.125 | 0.129 | 0.091 | 0.068 | 0.129 | 0.069 | 0.052 | 0.109 | 0.075 | 0.212 | 0.058 | 0.439 | 0.099 | 0.072 | 0.118 | 0.451 | 0.528 | 0.049 | 0.093 | 0.056 | 0.159 | 0.221 | 0.193 | 0.12 | 0.165 | 0.056 | 0.338 | 0.171 | 0.144 | 0.06 | 0.171 | 0.081 | 0.077 | 0.102 | 0.138 | 0.034 | 0.235 | 0
8 | 3.5 | 0.145 | 0.121 | 0.192 | 0.19 | 0.052 | 0.032 | 0.152 | 0.054 | 0.092 | 0.16 | 0.214 | 0.362 | 0.23 | 0.207 | 0.049 | 0.239 | 0.233 | 0.037 | 0.224 | 0.229 | 0.046 | 0.064 | 0.144 | 0.099 | 0.258 | 0.339 | 0.055 | 0.221 | 0.028 | 0.048 | 0.156 | 0.038 | 0.179 | 0.023 | 0 | 0.185 | 0.057 | 0.117 | 0.042 | 0.083 | 0.039 | 0.16 | 0.196 | 0.201 | 0.052 | 0
9 | 4 | 0.074 | 0.105 | 0.0003 | 0.149 | 0.018 | 0 | 0.192 | 0.137 | 0.024 | 0.111 | 0.018 | 0.01 | 0.027 | 0.018 | 0.002 | 0.059 | 0.038 | 0.083 | 0.008 | 0.092 | 0.09 | 0.27 | 0.003 | 0.246 | 0.063 | 0.044 | 0.087 | 0.031 | 0.105 | 0.102 | 0.077 | 0.136 | 0.229 | 0 | 0 | 0.079 | 0.113 | 0.014 | 0.024 | 0.189 | 0.122 | 0.006 | 0.002 | 0.113 | 0.005 | 0
10 | 4.5 | 0 | 0 | 0 | 0 | 0 | 0 | 0 | 0 | 0.018 | 0 | 0.108 | 0 | 0.111 | 0 | 0 | 0 | 0.165 | 0 | 0 | 0.062 | 0 | 0 | 0 | 0.133 | 0 | 0 | 0 | 0 | 0 | 0 | 0 | 0.008 | 0 | 0 | 0 | 0.039 | 0 | 0 | 0 | 0.037 | 0 | 0 | 0 | 0 | 0.044 | 0
11 | 5 | 0 | 0 | 0 | 0 | 0 | 0 | 0 | 0 | 0 | 0 | 0 | 0 | 0 | 0 | 0 | 0 | 0 | 0 | 0 | 0 | 0 | 0 | 0 | 0 | 0 | 0 | 0 | 0 | 0 | 0 | 0 | 0 | 0 | 0 | 0 | 0 | 0 | 0 | 0 | 0 | 0 | 0 | 0 | 0 | 0 | 0
12 | 5.5 | 0 | 0 | 0 | 0 | 0 | 0 | 0 | 0 | 0 | 0 | 0 | 0 | 0 | 0.055 | 0 | 0 | 0 | 0 | 0 | 0 | 0 | 0 | 0 | 0 | 0 | 0 | 0 | 0 | 0 | 0 | 0 | 0 | 0 | 0 | 0 | 0 | 0 | 0 | 0 | 0.008 | 0 | 0 | 0 | 0 | 0 | 0
13 | 6 | 0 | 0 | 0 | 0 | 0 | 0 | 0 | 0 | 0 | 0 | 0 | 0 | 0 | 0 | 0 | 0 | 0 | 0 | 0 | 0 | 0 | 0 | 0 | 0 | 0 | 0 | 0 | 0 | 0 | 0 | 0 | 0 | 0 | 0 | 0 | 0 | 0 | 0 | 0 | 0 | 0 | 0 | 0 | 0 | 0 | 0
14 | 6.5 | 0 | 0 | 0 | 0 | 0 | 0 | 0 | 0 | 0 | 0 | 0 | 0 | 0 | 0 | 0 | 0 | 0.711 | 0 | 0 | 0 | 0 | 0 | 0 | 0 | 0 | 0 | 0 | 0 | 0 | 0 | 0 | 0 | 0 | 0 | 0 | 0 | 0 | 1.27 | 0 | 0 | 0 | 0 | 0 | 0 | 0 | 0
15 | 7 | 0 | 0 | 0 | 0 | 0 | 0 | 0 | 0 | 0 | 0 | 0 | 0 | 0 | 0.206 | 0 | 0 | 0 | 0 | 0 | 0 | 0 | 0 | 0 | 0 | 0 | 0 | 0 | 0 | 0 | 0 | 0 | 0 | 0 | 0 | 0 | 0 | 0 | 0.902 | 0 | 0 | 0 | 0 | 0 | 0 | 0 | 0
16 | 7.5 | 0 | 0 | 0 | 0 | 0 | 0 | 0 | 0 | 0 | 0 | 0 | 0 | 0 | 0.699 | 0 | 0 | 0 | 0 | 0 | 0 | 0 | 0 | 0 | 0 | 0 | 0 | 0 | 0 | 0 | 0 | 0 | 0 | 0 | 0 | 0 | 0 | 0.712 | 0 | 0 | 0 | 0 | 0 | 0 | 0 | 0 | 0
17 | 8 | 0 | 0 | 0 | 0 | 0 | 0 | 0 | 0 | 0 | 0 | 0 | 0 | 0 | 0.3 | 0 | 0 | 0 | 0 | 0 | 0 | 0 | 0 | 0 | 0 | 0 | 0 | 0 | 0 | 0 | 0 | 0 | 0 | 0 | 0 | 0 | 0 | 0 | 0 | 0 | 0 | 0 | 0 | 0 | 0 | 0 | 0
18 | 8.5 | 0.435 | 0 | 0 | 0 | 0 | 0 | 0 | 0 | 0 | 0 | 0 | 0 | 0 | 0 | 0 | 0 | 0 | 0 | 0 | 0 | 0 | 0 | 0 | 0 | 0 | 0 | 0 | 0 | 0 | 0 | 0 | 0 | 0.333 | 0 | 0 | 0 | 0 | 0 | 0 | 0 | 0 | 0 | 0 | 0 | 0 | 0
19 | 9 | 0.299 | 0 | 0 | 0 | 0 | 0 | 0 | 0 | 0 | 0 | 0 | 0 | 0 | 0 | 0 | 0 | 0 | 0 | 0 | 0 | 0 | 0 | 0 | 0 | 0 | 0 | 0 | 0.089 | 0 | 0 | 0 | 0 | 0 | 0 | 0 | 0 | 0 | 0 | 0 | 0.285 | 0 | 0 | 0 | 0 | 0 | 0
20 | 9.5 | 0 | 0 | 0 | 0 | 0 | 0 | 0 | 0 | 0 | 0 | 0 | 0 | 0 | 0 | 0 | 0 | 0 | 0 | 0 | 0 | 0 | 0 | 0 | 0 | 0 | 0 | 0 | 0.533 | 0 | 0 | 0 | 0 | 0 | 0 | 0 | 0 | 0 | 0 | 0 | 0 | 0 | 0 | 0 | 0 | 0 | 0
21 | 10 | 0 | 0 | 0 | 0 | 0 | 0 | 0 | 0 | 0 | 0 | 0 | 0 | 0 | 0 | 0 | 0 | 0 | 0 | 0 | 0 | 0 | 0 | 0 | 0 | 0 | 0 | 0 | 0 | 0 | 0 | 0 | 0 | 0 | 0 | 1.438 | 0 | 0 | 0 | 0 | 0.278 | 0 | 0 | 0 | 0 | 0 | 0
22 | 10.5 | 0 | 0 | 0 | 0 | 0 | 0 | 0 | 0 | 0 | 0 | 0 | 0 | 0 | 0 | 0 | 0 | 0 | 0 | 0 | 0 | 0 | 0 | 0 | 0 | 0 | 0 | 0 | 0 | 0 | 0 | 0 | 0 | 0 | 0 | 0 | 0 | 0 | 0 | 0 | 0.363 | 0 | 0 | 0 | 0 | 0 | 0
23 | 11 | 0 | 0 | 0 | 0 | 0 | 0 | 0 | 0 | 0 | 0 | 0 | 0 | 0 | 0 | 0 | 0 | 0 | 0 | 0 | 0 | 0 | 0 | 0 | 0 | 0 | 0 | 0 | 0 | 0 | 0 | 0 | 0 | 0 | 0 | 0 | 0 | 0 | 0 | 0 | 0 | 0 | 0 | 0 | 0 | 0 | 0
24 | 11.5 | 0 | 0 | 0 | 0 | 0 | 0 | 0 | 0 | 0 | 0 | 0 | 0 | 0 | 0 | 0 | 0 | 0.645 | 0 | 0 | 0 | 0 | 0 | 0 | 0 | 0 | 0 | 0 | 0 | 0 | 0 | 0 | 0 | 0 | 0 | 0 | 0 | 0 | 0 | 0 | 0 | 0 | 0 | 0 | 0 | 0 | 0
25 | 12 | 0 | 0 | 0 | 0 | 0 | 0 | 0 | 0 | 0 | 0 | 0 | 0 | 0 | 0 | 0 | 0 | 0 | 0 | 0 | 0 | 0 | 0 | 0 | 0 | 0 | 0 | 0 | 0 | 0 | 0 | 0 | 0 | 0 | 0 | 0 | 0 | 0 | 0 | 0 | 0 | 0 | 0 | 0 | 0 | 0 | 0
26 | 12.5 | 0 | 0 | 0 | 0 | 0 | 0 | 0 | 0 | 0 | 0 | 0 | 0 | 0 | 0 | 0 | 0 | 0 | 0 | 0 | 0 | 0 | 0 | 0 | 0 | 0 | 0 | 0 | 0 | 0 | 0 | 0 | 0 | 0 | 0 | 0 | 0 | 0 | 0 | 0 | 0 | 0 | 0 | 0 | 0 | 0 | 0
27 | 13 | 0 | 0 | 0 | 0 | 0 | 0 | 0 | 0 | 0 | 0 | 0 | 0 | 0 | 0 | 0 | 0 | 0 | 0 | 0 | 0 | 0 | 0 | 0 | 0 | 0 | 0 | 0 | 0 | 0 | 0 | 0 | 0 | 0 | 0 | 0 | 0 | 0 | 0 | 0 | 0 | 0 | 0 | 0 | 0 | 0 | 0
28 | 13.5 | 0 | 0 | 0 | 0 | 0 | 0 | 0 | 0 | 0 | 0 | 0 | 0 | 0 | 0 | 0 | 0 | 0 | 0 | 0 | 0 | 0 | 0 | 0 | 0 | 0 | 0 | 0 | 0 | 0 | 0 | 0 | 0 | 0 | 0 | 0 | 0 | 0 | 0 | 0 | 0 | 0 | 0 | 0 | 0 | 0 | 0
29 | 14 | 0 | 0 | 0 | 0 | 0 | 0 | 0 | 0 | 0 | 0 | 0 | 0 | 0 | 0 | 0 | 0 | 0 | 0 | 0 | 0 | 0 | 0 | 0 | 0 | 0 | 0 | 0 | 0 | 0 | 0 | 0 | 0 | 0 | 0 | 0 | 0 | 0 | 0 | 0 | 0 | 0 | 0 | 0 | 0 | 0 | 0
30 | 14.5 | 0 | 0 | 0 | 0 | 0 | 0 | 0 | 0 | 0 | 0 | 0 | 0 | 0 | 0 | 0 | 0 | 0 | 0 | 0 | 0 | 0 | 0 | 0 | 0 | 0 | 0 | 0 | 0 | 0 | 0 | 0 | 0 | 0.262 | 0 | 0 | 0 | 0 | 0 | 0 | 0 | 0 | 0 | 0 | 0 | 0 | 0
31 | 15 | 0 | 0.439 | 0 | 0 | 0 | 0 | 0 | 0 | 0 | 0 | 0 | 0 | 0 | 0 | 0 | 0 | 0 | 0 | 0 | 0 | 0 | 0 | 0 | 0 | 0 | 0 | 0 | 0 | 0 | 0 | 0 | 0 | 0 | 0 | 0 | 0 | 0 | 0 | 0 | 0 | 0 | 0 | 0 | 0 | 0 | 0
32 | 15.5 | 0 | 0 | 0 | 0 | 0 | 0 | 0 | 0 | 0 | 0 | 0 | 0 | 0 | 0 | 0 | 0 | 0 | 0 | 0 | 0 | 0 | 0 | 0 | 0 | 0 | 0 | 0 | 0 | 0 | 0 | 0 | 0 | 0 | 0 | 0 | 0 | 0 | 0 | 0 | 0 | 0 | 0 | 0 | 0 | 0 | 0
33 | 16 | 0 | 0 | 0 | 0 | 0 | 0 | 0 | 0 | 0 | 0 | 0 | 0 | 0 | 0 | 0 | 0 | 0 | 0 | 0 | 0 | 0 | 0 | 0 | 0 | 0 | 0 | 0 | 0 | 0 | 0 | 0 | 0 | 0.311 | 0 | 0 | 0 | 0 | 0 | 0 | 0 | 0 | 0 | 0 | 0 | 0 | 0
34 | 16.5 | 0 | 0 | 0 | 0 | 0 | 0 | 0 | 0 | 0 | 0 | 0 | 0 | 0 | 0 | 0 | 0 | 0 | 0 | 0 | 0 | 0 | 0 | 0 | 0 | 0 | 0 | 0 | 0 | 0 | 0 | 0 | 0 | 0 | 0 | 0 | 0 | 0 | 0.194 | 0 | 0 | 0 | 0 | 0 | 0 | 0 | 0
35 | 17 | 0 | 0 | 0 | 0 | 0 | 0 | 0 | 1.144 | 0 | 0 | 0 | 0 | 0 | 0 | 0 | 0 | 0 | 0 | 0 | 0 | 0 | 0 | 0 | 0 | 0 | 0 | 0 | 0 | 0 | 0 | 0 | 0 | 0 | 0 | 0 | 0 | 0 | 0 | 0 | 0 | 0 | 0 | 0.292 | 0 | 0 | 0
36 | 17.5 | 0 | 0 | 0 | 0 | 0 | 0 | 0 | 2.331 | 0 | 0 | 0 | 0 | 0 | 0 | 0 | 0 | 0 | 0 | 0 | 0 | 0 | 0 | 0 | 0 | 0 | 0 | 0 | 0 | 0 | 0 | 0 | 0 | 0.684 | 2.137 | 0 | 0 | 0 | 0 | 0 | 1.264 | 0 | 0.075 | 0 | 0 | 0 | 0
37 | 18 | 0 | 0 | 0 | 0 | 0 | 0 | 0 | 2.046 | 0 | 0 | 0.398 | 0 | 0 | 0 | 0 | 0 | 0.07 | 0 | 0 | 0 | 0 | 0 | 0 | 0 | 0 | 0 | 0 | 0 | 0 | 0 | 0 | 0 | 0.44 | 3.271 | 0 | 0 | 0 | 0 | 0 | 1.045 | 0 | 0 | 0 | 0 | 0 | 0
38 | 18.5 | 0 | 1.979 | 0 | 0 | 0 | 0 | 0 | 0 | 0 | 0 | 0 | 0 | 0 | 0 | 0 | 0 | 0.405 | 0 | 0 | 0.122 | 0 | 0 | 0 | 0.236 | 0 | 0 | 0.679 | 0.008 | 0 | 0 | 0 | 0.051 | 2.553 | 0.042 | 1.804 | 0.152 | 0 | 0 | 0 | 0.42 | 0 | 0 | 0 | 0 | 0 | 0
39 | 19 | 0 | 0 | 0 | 0 | 0 | 0 | 0.676 | 0 | 0 | 0 | 0 | 0 | 0.423 | 0 | 0 | 0.46 | 0.197 | 0.175 | 0 | 0 | 0 | 0.09 | 0 | 0 | 0 | 0 | 0 | 0 | 0 | 0.374 | 0 | 0 | 0.179 | 0 | 1.575 | 0 | 1.614 | 0 | 0 | 0.154 | 0 | 0 | 0.093 | 0 | 0 | 0.019
40 | 19.5 | 0.168 | 0.363 | 0.288 | 0 | 0.105 | 0.3 | 0.252 | 0.149 | 0.464 | 0 | 0.366 | 0.058 | 0.267 | 0.093 | 0.35 | 0.374 | 0.343 | 0.347 | 0.232 | 0.352 | 0.282 | 0.185 | 0.573 | 0.328 | 0 | 1.256 | 0.354 | 0.636 | 0.528 | 0.936 | 0.01 | 0.317 | 0.728 | 0.291 | 2.226 | 0.162 | 0.309 | 0.225 | 0.067 | 0.552 | 0.173 | 0.282 | 0.147 | 0.444 | 0.212 | 0
41 | 20 | 0.29 | 0.288 | 0.349 | 0.428 | 0.127 | 0.339 | 0.191 | 0.994 | 0.964 | 0.267 | 0.705 | 0.2 | 0.388 | 0.14 | 0.584 | 0.891 | 0.372 | 0.371 | 0.738 | 0.589 | 0.596 | 0.195 | 0.531 | 0.457 | 0.085 | 0.55 | 0.532 | 0.663 | 0.421 | 0.965 | 0.056 | 0.28 | 0.752 | 0.666 | 0.841 | 0.089 | 0.524 | 0.515 | 0.036 | 0.446 | 0.111 | 0.159 | 0.749 | 0.274 | 2.258 | 0.037
42 | 20.5 | 0.306 | 0.41 | 0.577 | 0.247 | 0.055 | 0.391 | 0.137 | 0.612 | 0.914 | 0.431 | 0.787 | 0.092 | 0.456 | 0.102 | 0.475 | 0.39 | 0.691 | 0.391 | 0.822 | 0.941 | 0.849 | 0.193 | 0.519 | 0.746 | 0.051 | 0.442 | 0.272 | 0.651 | 0.527 | 0.457 | 0.277 | 0.041 | 1.023 | 0.505 | 0.725 | 0.229 | 0.507 | 0.781 | 0.043 | 0.676 | 0.083 | 0.527 | 0.884 | 0.258 | 0.472 | 0.245
43 | 21 | 0.181 | 0.369 | 0.704 | 0.633 | 0.055 | 0.035 | 0.114 | 0 | 0.785 | 0.112 | 0.789 | 0.232 | 0.436 | 0.23 | 0.681 | 0.531 | 0.41 | 0.499 | 0.842 | 1.535 | 0.793 | 0.454 | 0.57 | 0.698 | 0.103 | 0.4 | 1.35 | 0.724 | 0.575 | 0.558 | 0.054 | 0.212 | 0.805 | 0.351 | 0 | 0.139 | 0.571 | 0.441 | 0.171 | 1.382 | 0.042 | 0.31 | 0.75 | 0.103 | 0.479 | 0.2
44 | 21.5 | 0.538 | 0.271 | 0.378 | 0.273 | 0.055 | 0.115 | 0.127 | 0 | 0.776 | 0.159 | 0.874 | 0.193 | 0.361 | 0.078 | 0.829 | 0.597 | 0.992 | 0.328 | 0.822 | 0.781 | 0.732 | 0.183 | 0.377 | 0.373 | 0.128 | 0.857 | 0.505 | 0.566 | 0.441 | 0.62 | 0.298 | 0.244 | 0 | 0 | 0 | 0.096 | 0.892 | 0.954 | 0.043 | 0.854 | 0.172 | 0.646 | 0.854 | 0.165 | 0.3 | 0.196
45 | 22 | 0.587 | 0.179 | 0.573 | 0.518 | 0.055 | 0.453 | 0.208 | 0 | 0.791 | 0.174 | 0.568 | 0.076 | 0.602 | 0.292 | 0.836 | 0.426 | 0.551 | 0.232 | 0.73 | 1.506 | 1.521 | 0.53 | 0.335 | 0.574 | 0.044 | 0.367 | 0.595 | 0.428 | 0.159 | 0.947 | 0.054 | 0.102 | 0 | 0 | 0 | 0.512 | 0.915 | 0.512 | 0.043 | 0.38 | 0.042 | 0.526 | 0.68 | 0.112 | 0.547 | 0.248
46 | 22.5 | 0.486 | 0.428 | 0.167 | 0.582 | 0.055 | 0.159 | 0.114 | 0 | 0.687 | 0.072 | 0.942 | 0.282 | 0.403 | 0.495 | 0.618 | 1.099 | 0.818 | 0.097 | 0.771 | 0.762 | 1.565 | 0.399 | 0.053 | 0.098 | 0.044 | 0.222 | 1.548 | 0.398 | 0.03 | 0.72 | 0.19 | 0.074 | 0 | 0 | 0 | 1.195 | 1.016 | 0.344 | 0.171 | 0 | 0.101 | 0.694 | 0.839 | 0.279 | 0.812 | 0.131
47 | 23 | 0.653 | 0.38 | 0.155 | 0.711 | 0.055 | 0.139 | 0.127 | 0 | 0.063 | 0.242 | 0.607 | 0.142 | 0.22 | 0.091 | 0.463 | 0.472 | 0.664 | 0.224 | 0.92 | 0.706 | 0.834 | 0.24 | 0.162 | 0.307 | 0.127 | 0.194 | 0.761 | 0.703 | 0.159 | 0.562 | 0.162 | 0.147 | 0 | 0 | 0 | 0.502 | 0.189 | 0.504 | 0.043 | 0 | 0.113 | 0.171 | 0.392 | 0.199 | 0.963 | 0.314
48 | 23.5 | 0.049 | 0.187 | 0.123 | 0.549 | 0.055 | 0.155 | 0.179 | 0 | 0.156 | 0.082 | 0.118 | 0.244 | 0.46 | 0.052 | 0.477 | 0.784 | 0.306 | 0.16 | 0.783 | 0 | 0 | 0.382 | 0.104 | 0.223 | 0.264 | 0.11 | 0.785 | 0.72 | 0.03 | 0.405 | 0.104 | 0.293 | 0 | 0 | 0 | 0.579 | 0.125 | 0.422 | 0.043 | 0 | 0.042 | 0.048 | 0.087 | 0.51 | 0.07 | 0.057

## 7. PV allocation (per period)
TR4 PV allocation — per half-hour
VIOLET = aggregated live from the raw sheets 3–6 (SUM / SUMIF). AMBER = priority split (MIN formulas): PV → prosumer load → battery → customer load → export.
period | hour (h) | PV (kW) | prosumer load (kW) | customer load (kW) | batt charge (kW) | batt discharge (kW) | batt net =chg−dis | PV→ prosumer | PV→ battery | PV→ customer | PV→ export | customer ←grid
1 | 0 | 0 | 9.8668 | 9.7086 | 0 | 9.868 | -9.868 | 0 | 0 | 0 | 0 | 9.7086
2 | 0.5 | 0 | 8.8744 | 7.6682 | 0 | 8.876 | -8.876 | 0 | 0 | 0 | 0 | 7.6682
3 | 1 | 0 | 5.9693 | 7.1912 | 0 | 5.97 | -5.97 | 0 | 0 | 0 | 0 | 7.1912
4 | 1.5 | 0 | 6.6328 | 4.9474 | 0 | 6.635 | -6.635 | 0 | 0 | 0 | 0 | 4.9474
5 | 2 | 0 | 5.984 | 4.966 | 0 | 5.704 | -5.704 | 0 | 0 | 0 | 0 | 4.966
6 | 2.5 | 0 | 6.2933 | 4.4229 | 0 | 6.23 | -6.23 | 0 | 0 | 0 | 0 | 4.4229
7 | 3 | 0 | 6.717 | 3.78 | 0 | 6.489 | -6.489 | 0 | 0 | 0 | 0 | 3.78
8 | 3.5 | 0.1235 | 6.8527 | 3.7684 | 0 | 6.044 | -6.044 | 0.1235 | 0 | 0 | 0 | 3.7684
9 | 4 | 1.7902 | 5.1848 | 3.3263 | 0.026 | 3.3153 | -3.2893 | 1.7902 | 0 | 0 | 0 | 3.3263
10 | 4.5 | 8.3734 | 5.9864 | 3.2776 | 3.27 | 0.725 | 2.545 | 5.9864 | 2.387 | 0 | 0 | 3.2776
11 | 5 | 16.6073 | 5.768 | 3.9029 | 10.837 | 0 | 10.837 | 5.768 | 10.837 | 0.0023 | 0 | 3.9006
12 | 5.5 | 26.7079 | 6.5866 | 3.3171 | 20.183 | 0.063 | 20.12 | 6.5866 | 20.12 | 0.0013 | 0 | 3.3158
13 | 6 | 37.7243 | 7.3662 | 4.0637 | 30.36 | 0 | 30.36 | 7.3662 | 30.3581 | 0 | 0 | 4.0637
14 | 6.5 | 48.8782 | 10.0887 | 3.9116 | 40.771 | 1.981 | 38.79 | 10.0887 | 38.7895 | 0 | 0 | 3.9116
15 | 7 | 59.9751 | 13.1419 | 5.1565 | 47.938 | 1.108 | 46.83 | 13.1419 | 46.83 | 0.0032 | 0 | 5.1533
16 | 7.5 | 71.0858 | 12.7774 | 7.2611 | 56.932 | 1.411 | 55.521 | 12.7774 | 55.521 | 2.7874 | 0 | 4.4737
17 | 8 | 81.5151 | 12.4083 | 5.7465 | 38.009 | 0.3 | 37.709 | 12.4083 | 37.709 | 5.7465 | 25.6513 | 0
18 | 8.5 | 91.3202 | 16.0986 | 9.1175 | 25.925 | 0.768 | 25.157 | 16.0986 | 25.157 | 9.1175 | 40.9471 | 0
19 | 9 | 99.6694 | 16.784 | 8.3509 | 13.709 | 0.673 | 13.036 | 16.784 | 13.036 | 8.3509 | 61.4985 | 0
20 | 9.5 | 106.7904 | 14.3857 | 11.9382 | 9.074 | 0.533 | 8.541 | 14.3857 | 8.541 | 11.9382 | 71.9255 | 0
21 | 10 | 113.04 | 18.0242 | 10.5084 | 4.44 | 1.716 | 2.724 | 18.0242 | 2.724 | 10.5084 | 81.7834 | 0
22 | 10.5 | 118.1993 | 12.4105 | 10.0205 | 6.469 | 0.363 | 6.106 | 12.4105 | 6.106 | 10.0205 | 89.6623 | 0
23 | 11 | 121.8598 | 16.7722 | 7.7387 | 5.527 | 0 | 5.527 | 16.7722 | 5.527 | 7.7387 | 91.8219 | 0
24 | 11.5 | 123.4656 | 19.1239 | 7.767 | 3.108 | 0.645 | 2.463 | 19.1239 | 2.463 | 7.767 | 94.1117 | 0
25 | 12 | 123.9301 | 11.4409 | 8.7308 | 3.054 | 0 | 3.054 | 11.4409 | 3.054 | 8.7308 | 100.7044 | 0
26 | 12.5 | 123.0596 | 13.7145 | 9.0764 | 1.294 | 0 | 1.294 | 13.7145 | 1.294 | 9.0764 | 98.9747 | 0
27 | 13 | 120.1383 | 15.926 | 7.5348 | 0.566 | 0 | 0.566 | 15.926 | 0.566 | 7.5348 | 96.1115 | 0
28 | 13.5 | 115.6793 | 17.8473 | 12.1221 | 0 | 0 | 0 | 17.8473 | 0 | 12.1221 | 85.7099 | 0
29 | 14 | 110.3579 | 14.6549 | 9.296 | 0 | 0 | 0 | 14.6549 | 0 | 9.296 | 86.407 | 0
30 | 14.5 | 103.615 | 14.3021 | 7.2099 | 0 | 0.262 | -0.262 | 14.3021 | 0 | 7.2099 | 82.103 | 0
31 | 15 | 96.4484 | 15.7459 | 8.0963 | 0.291 | 0.439 | -0.148 | 15.7459 | 0 | 8.0963 | 72.6062 | 0
32 | 15.5 | 87.8247 | 14.1586 | 8.4069 | 0.488 | 0 | 0.488 | 14.1586 | 0.488 | 8.4069 | 64.7712 | 0
33 | 16 | 78.113 | 16.9228 | 9.6717 | 0 | 0.311 | -0.311 | 16.9228 | 0 | 9.6717 | 51.5185 | 0
34 | 16.5 | 66.3868 | 16.186 | 12.5338 | 0.111 | 0.194 | -0.083 | 16.186 | 0 | 12.5338 | 37.667 | 0
35 | 17 | 55.4112 | 17.7417 | 8.7428 | 0.439 | 1.436 | -0.997 | 17.7417 | 0 | 8.7428 | 28.9267 | 0
36 | 17.5 | 44.1331 | 19.9173 | 15.1361 | 0.325 | 6.491 | -6.166 | 19.9173 | 0 | 15.1361 | 9.0797 | 0
37 | 18 | 33.2249 | 20.2753 | 9.0075 | 0.083 | 7.27 | -7.187 | 20.2753 | 0 | 9.0075 | 3.9421 | 0
38 | 18.5 | 22.7079 | 20.724 | 10.3533 | 0.447 | 8.451 | -8.004 | 20.724 | 0 | 1.9839 | 0 | 8.3694
39 | 19 | 13.2591 | 15.3357 | 9.6005 | 0.878 | 6.029 | -5.151 | 13.2591 | 0 | 0 | 0 | 9.6005
40 | 19.5 | 3.8592 | 19.8078 | 13.8558 | 0.021 | 16.094 | -16.073 | 3.8592 | 0 | 0 | 0 | 13.8558
41 | 20 | 0.7126 | 22.7179 | 12.4284 | 0 | 22.003 | -22.003 | 0.7126 | 0 | 0 | 0 | 12.4284
42 | 20.5 | 0 | 23.712 | 11.3706 | 0 | 21.21 | -21.21 | 0 | 0 | 0 | 0 | 11.3706
43 | 21 | 0 | 25.375 | 12.8564 | 0 | 21.408 | -21.408 | 0 | 0 | 0 | 0 | 12.8564
44 | 21.5 | 0 | 21.3543 | 13.8244 | 0 | 19.043 | -19.043 | 0 | 0 | 0 | 0 | 13.8244
45 | 22 | 0 | 22.4667 | 12.3299 | 0 | 19.53 | -19.53 | 0 | 0 | 0 | 0 | 12.3299
46 | 22.5 | 0 | 22.2711 | 12.1908 | 0 | 19.96 | -19.96 | 0 | 0 | 0 | 0 | 12.1908
47 | 23 | 0 | 20.3693 | 10.5107 | 0 | 14.782 | -14.782 | 0 | 0 | 0 | 0 | 10.5107
48 | 23.5 | 0 | 13.7594 | 8.7429 | 0 | 10.322 | -10.322 | 0 | 0 | 0 | 0 | 8.7429
TOTAL | kWh/day | 1162.9933 | 343.4121 | 202.743 | 162.2875 | 132.3262 | 29.9613 | 218.5122 | 155.7538 | 100.7654 | 687.9618 | 101.9776
Each half-hour is 0.5 h, so daily energy (kWh) = Σ(power in kW) × 0.5.
Trace any input: e.g. cell C5 = SUM of column C on sheet 3 (PV of all 75 connections at 00:00). Click it to see the formula.

## 8. Results & charts
TR4 PV allocation — results
Where the day's PV goes |  |  | How the customers (29) are supplied
Destination | kWh/day | % of PV | Source | kWh/day | % of cust. load
PV → prosumers' own load | 218.5122 | 18.79% | From prosumer PV (day) | 100.7654 | 49.7%
PV → battery storage | 155.7538 | 13.39% | From grid import (night) | 101.9776 | 50.3%
PV → customers | 100.7654 | 8.664% | TOTAL customer load | 202.743 | 100%
PV → export to grid | 687.9618 | 59.15%
TOTAL (= PV) | 1162.9933 | 100%
Charts read live from sheet 7, which reads live from raw sheets 3–6.